Residential | Res ¦ Wall Insulation | 2020 | Economic | MW | After Competition Groups | 0.25594 | 0 | 0 | 806.5326 | 0.00031733 | 40 | Residential_2020_Economic_MW_After Competition Groups_40 | Wall Insulation | 0.03173% | 0 | 0.25594 | Residential_2020_Economic_MW_After Competition Groups_Wall Insulation
Residential | Res ¦ Beverage Vending Machine Controls | 2020 | Economic | MW | After Competition Groups | 0.16012 | 0 | 0 | 806.5326 | 0.00019852 | 41 | Residential_2020_Economic_MW_After Competition Groups_41 | Beverage Vending Machine Controls | 0.01985% | 0 | 0.16012 | Residential_2020_Economic_MW_After Competition Groups_Beverage Vending Machine Controls
Residential | Res ¦ Home Energy Reports | 2020 | Economic | MW | After Competition Groups | 0.097103 | 0 | 0 | 806.5326 | 0.0001204 | 42 | Residential_2020_Economic_MW_After Competition Groups_42 | Home Energy Reports | 0.01204% | 0 | 0.097103 | Residential_2020_Economic_MW_After Competition Groups_Home Energy Reports
Residential | Res ¦ Chilled Water Optimization | 2020 | Economic | MW | After Competition Groups | 0.047185 | 0 | 0 | 806.5326 | 5.8503e-05 | 43 | Residential_2020_Economic_MW_After Competition Groups_43 | Chilled Water Optimization | 0.00585% | 0 | 0.047185 | Residential_2020_Economic_MW_After Competition Groups_Chilled Water Optimization
Residential | Res ¦ LED High Bay Fixture | 2020 | Economic | MW | After Competition Groups | 0.035974 | 0 | 0 | 806.5326 | 4.4604e-05 | 44 | Residential_2020_Economic_MW_After Competition Groups_44 | LED High Bay Fixture | 0.00446% | 0 | 0.035974 | Residential_2020_Economic_MW_After Competition Groups_LED High Bay Fixture
Residential | Res ¦ Wall Insulation MF | 2020 | Economic | MW | After Competition Groups | 0.015511 | 0 | 0 | 806.5326 | 1.9232e-05 | 45 | Residential_2020_Economic_MW_After Competition Groups_45 | Wall Insulation MF | 0.001923% | 0 | 0.015511 | Residential_2020_Economic_MW_After Competition Groups_Wall Insulation MF
Residential | Res ¦ Energy Star A Line, PAR, MR Lamps | 2020 | Economic | MW | After Competition Groups | 0 | 0 | 0 | 806.5326 | 0 | 46 | Residential_2020_Economic_MW_After Competition Groups_46 | Energy Star A Line, PAR, MR Lamps | 0% | 0 | 0 | Residential_2020_Economic_MW_After Competition Groups_Energy Star A Line, PAR, MR Lamps
Residential | Res ¦ Energy Star Clothes Dryer | 2020 | Economic | MW | After Competition Groups | 0 | 0 | 0 | 806.5326 | 0 | 47 | Residential_2020_Economic_MW_After Competition Groups_47 | Energy Star Clothes Dryer | 0% | 0 | 0 | Residential_2020_Economic_MW_After Competition Groups_Energy Star Clothes Dryer
Residential | Res ¦ Energy Star Dehumidifier | 2020 | Economic | MW | After Competition Groups | 0 | 0 | 0 | 806.5326 | 0 | 48 | Residential_2020_Economic_MW_After Competition Groups_48 | Energy Star Dehumidifier | 0% | 0 | 0 | Residential_2020_Economic_MW_After Competition Groups_Energy Star Dehumidifier
Residential | Res ¦ Energy Star Freezer | 2020 | Economic | MW | After Competition Groups | 0 | 0 | 0 | 806.5326 | 0 | 49 | Residential_2020_Economic_MW_After Competition Groups_49 | Energy Star Freezer | 0% | 0 | 0 | Residential_2020_Economic_MW_After Competition Groups_Energy Star Freezer
Residential | Res ¦ LED Downlight | 2020 | Economic | MW | After Competition Groups | 0 | 0 | 0 | 806.5326 | 0 | 50 | Residential_2020_Economic_MW_After Competition Groups_50 | LED Downlight | 0% | 0 | 0 | Residential_2020_Economic_MW_After Competition Groups_LED Downlight
Residential | Res ¦ Smart Burners | 2020 | Economic | MW | After Competition Groups | 0 | 0 | 0 | 806.5326 | 0 | 51 | Residential_2020_Economic_MW_After Competition Groups_51 | Smart Burners | 0% | 0 | 0 | Residential_2020_Economic_MW_After Competition Groups_Smart Burners
Residential | Res ¦ Smart Power Bar | 2020 | Economic | MW | After Competition Groups | 0 | 0 | 0 | 806.5326 | 0 | 52 | Residential_2020_Economic_MW_After Competition Groups_52 | Smart Power Bar | 0% | 0 | 0 | Residential_2020_Economic_MW_After Competition Groups_Smart Power Bar
Residential | Res ¦ Tankless Water Heater | 2020 | Economic | MW | After Competition Groups | 0 | 0 | 0 | 806.5326 | 0 | 53 | Residential_2020_Economic_MW_After Competition Groups_53 | Tankless Water Heater | 0% | 0 | 0 | Residential_2020_Economic_MW_After Competition Groups_Tankless Water Heater
Residential | Res ¦ Energy Star LED Specialty Bulbs | 2020 | SC A | MW | After Competition Groups | 14.38 | 0 | 0 | 51.0249 | 0.28182 | 1 | Residential_2020_SC A_MW_After Competition Groups_1 | Energy Star LED Specialty Bulbs | 28.18% | 0 | 14.38 | Residential_2020_SC A_MW_After Competition Groups_Energy Star LED Specialty Bulbs
Residential | Res ¦ Ductless Mini-Split Heat Pump | 2020 | SC A | MW | After Competition Groups | 6.7315 | 0 | 0 | 51.0249 | 0.13193 | 2 | Residential_2020_SC A_MW_After Competition Groups_2 | Ductless Mini-Split Heat Pump | 13.19% | 0 | 6.7315 | Residential_2020_SC A_MW_After Competition Groups_Ductless Mini-Split Heat Pump
Residential | Res ¦ Energy Star Clothes Washer | 2020 | SC A | MW | After Competition Groups | 5.1503 | 0 | 0 | 51.0249 | 0.10094 | 3 | Residential_2020_SC A_MW_After Competition Groups_3 | Energy Star Clothes Washer | 10.09% | 0 | 5.1503 | Residential_2020_SC A_MW_After Competition Groups_Energy Star Clothes Washer
Residential | Res ¦ Building Recommissioning, Operations and Maintenance (O&M) Improvements | 2020 | SC A | MW | After Competition Groups | 4.2885 | 0 | 0 | 51.0249 | 0.084047 | 4 | Residential_2020_SC A_MW_After Competition Groups_4 | Building Recommissioning, Operations and Maintenance (O&M) Improvements | 8.405% | 0 | 4.2885 | Residential_2020_SC A_MW_After Competition Groups_Building Recommissioning, Operations and Maintenance (O&M) Improvements
Residential | Res ¦ Adaptive Thermostat | 2020 | SC A | MW | After Competition Groups | 3.3977 | 0 | 0 | 51.0249 | 0.06659 | 5 | Residential_2020_SC A_MW_After Competition Groups_5 | Adaptive Thermostat | 6.659% | 0 | 3.3977 | Residential_2020_SC A_MW_After Competition Groups_Adaptive Thermostat
Residential | Res ¦ Energy Star A Line, PAR, MR Lamps | 2020 | SC A | MW | After Competition Groups | 2.9364 | 0 | 0 | 51.0249 | 0.057548 | 6 | Residential_2020_SC A_MW_After Competition Groups_6 | Energy Star A Line, PAR, MR Lamps | 5.755% | 0 | 2.9364 | Residential_2020_SC A_MW_After Competition Groups_Energy Star A Line, PAR, MR Lamps
Residential | Res ¦ Variable Speed Pool Pump Motor | 2020 | SC A | MW | After Competition Groups | 2.2652 | 0 | 0 | 51.0249 | 0.044394 | 7 | Residential_2020_SC A_MW_After Competition Groups_7 | Variable Speed Pool Pump Motor | 4.439% | 0 | 2.2652 | Residential_2020_SC A_MW_After Competition Groups_Variable Speed Pool Pump Motor
Residential | Res ¦ Basement Wall Insulation | 2020 | SC A | MW | After Competition Groups | 1.8477 | 0 | 0 | 51.0249 | 0.036211 | 8 | Residential_2020_SC A_MW_After Competition Groups_8 | Basement Wall Insulation | 3.621% | 0 | 1.8477 | Residential_2020_SC A_MW_After Competition Groups_Basement Wall Insulation
Residential | Res ¦ High Efficiency Chiller (avg of water and air cooled) | 2020 | SC A | MW | After Competition Groups | 1.4101 | 0 | 0 | 51.0249 | 0.027635 | 9 | Residential_2020_SC A_MW_After Competition Groups_9 | High Efficiency Chiller (avg of water and air cooled) | 2.764% | 0 | 1.4101 | Residential_2020_SC A_MW_After Competition Groups_High Efficiency Chiller (avg of water and air cooled)
Residential | Res ¦ Energy Star Room Air Conditioner | 2020 | SC A | MW | After Competition Groups | 1.0257 | 0 | 0 | 51.0249 | 0.020102 | 10 | Residential_2020_SC A_MW_After Competition Groups_10 | Energy Star Room Air Conditioner | 2.01% | 0 | 1.0257 | Residential_2020_SC A_MW_After Competition Groups_Energy Star Room Air Conditioner
Residential | Res ¦ Energy Star Air Source Heat Pump | 2020 | SC A | MW | After Competition Groups | 0.92803 | 0 | 0 | 51.0249 | 0.018188 | 11 | Residential_2020_SC A_MW_After Competition Groups_11 | Energy Star Air Source Heat Pump | 1.819% | 0 | 0.92803 | Residential_2020_SC A_MW_After Competition Groups_Energy Star Air Source Heat Pump
Residential | Res ¦ LED Tube Re-Lamp | 2020 | SC A | MW | After Competition Groups | 0.8417 | 0 | 0 | 51.0249 | 0.016496 | 12 | Residential_2020_SC A_MW_After Competition Groups_12 | LED Tube Re-Lamp | 1.65% | 0 | 0.8417 | Residential_2020_SC A_MW_After Competition Groups_LED Tube Re-Lamp
Residential | Res ¦ ENERGY STAR LED LAMPS (REFLECTOR LAMPs/MR16/PAR 16) | 2020 | SC A | MW | After Competition Groups | 0.75546 | 0 | 0 | 51.0249 | 0.014806 | 13 | Residential_2020_SC A_MW_After Competition Groups_13 | ENERGY STAR LED LAMPS (REFLECTOR LAMPs/MR16/PAR 16) | 1.481% | 0 | 0.75546 | Residential_2020_SC A_MW_After Competition Groups_ENERGY STAR LED LAMPS (REFLECTOR LAMPs/MR16/PAR 16)
Residential | Res ¦ Attic Insulation | 2020 | SC A | MW | After Competition Groups | 0.69635 | 0 | 0 | 51.0249 | 0.013647 | 14 | Residential_2020_SC A_MW_After Competition Groups_14 | Attic Insulation | 1.365% | 0 | 0.69635 | Residential_2020_SC A_MW_After Competition Groups_Attic Insulation
Residential | Res ¦ Occupancy Sensors MF | 2020 | SC A | MW | After Competition Groups | 0.64959 | 0 | 0 | 51.0249 | 0.012731 | 15 | Residential_2020_SC A_MW_After Competition Groups_15 | Occupancy Sensors MF | 1.273% | 0 | 0.64959 | Residential_2020_SC A_MW_After Competition Groups_Occupancy Sensors MF
Residential | Res ¦ Energy Star Torchiere | 2020 | SC A | MW | After Competition Groups | 0.52786 | 0 | 0 | 51.0249 | 0.010345 | 16 | Residential_2020_SC A_MW_After Competition Groups_16 | Energy Star Torchiere | 1.035% | 0 | 0.52786 | Residential_2020_SC A_MW_After Competition Groups_Energy Star Torchiere
Residential | Res ¦ Advanced BAS/Controllers | 2020 | SC A | MW | After Competition Groups | 0.44144 | 0 | 0 | 51.0249 | 0.0086514 | 17 | Residential_2020_SC A_MW_After Competition Groups_17 | Advanced BAS/Controllers | 0.8651% | 0 | 0.44144 | Residential_2020_SC A_MW_After Competition Groups_Advanced BAS/Controllers
Residential | Res ¦ Minimize Hot and Warm Clothes Wash | 2020 | SC A | MW | After Competition Groups | 0.40666 | 0 | 0 | 51.0249 | 0.0079699 | 18 | Residential_2020_SC A_MW_After Competition Groups_18 | Minimize Hot and Warm Clothes Wash | 0.797% | 0 | 0.40666 | Residential_2020_SC A_MW_After Competition Groups_Minimize Hot and Warm Clothes Wash
Residential | Res ¦ Refrigerator Recycling | 2020 | SC A | MW | After Competition Groups | 0.37146 | 0 | 0 | 51.0249 | 0.00728 | 19 | Residential_2020_SC A_MW_After Competition Groups_19 | Refrigerator Recycling | 0.728% | 0 | 0.37146 | Residential_2020_SC A_MW_After Competition Groups_Refrigerator Recycling
Residential | Res ¦ Outside Air Economizer | 2020 | SC A | MW | After Competition Groups | 0.29135 | 0 | 0 | 51.0249 | 0.00571 | 20 | Residential_2020_SC A_MW_After Competition Groups_20 | Outside Air Economizer | 0.571% | 0 | 0.29135 | Residential_2020_SC A_MW_After Competition Groups_Outside Air Economizer
Residential | Res ¦ Air Sealing | 2020 | SC A | MW | After Competition Groups | 0.24066 | 0 | 0 | 51.0249 | 0.0047164 | 21 | Residential_2020_SC A_MW_After Competition Groups_21 | Air Sealing | 0.4716% | 0 | 0.24066 | Residential_2020_SC A_MW_After Competition Groups_Air Sealing
Residential | Res ¦ ENERGY STAR LED Lamps (General Service Lamps) | 2020 | SC A | MW | After Competition Groups | 0.23462 | 0 | 0 | 51.0249 | 0.0045981 | 22 | Residential_2020_SC A_MW_After Competition Groups_22 | ENERGY STAR LED Lamps (General Service Lamps) | 0.4598% | 0 | 0.23462 | Residential_2020_SC A_MW_After Competition Groups_ENERGY STAR LED Lamps (General Service Lamps)
Residential | Res ¦ LED Parking Lot Fixture | 2020 | SC A | MW | After Competition Groups | 0.2234 | 0 | 0 | 51.0249 | 0.0043783 | 23 | Residential_2020_SC A_MW_After Competition Groups_23 | LED Parking Lot Fixture | 0.4378% | 0 | 0.2234 | Residential_2020_SC A_MW_After Competition Groups_LED Parking Lot Fixture
Residential | Res ¦ Energy Star Light Fixture | 2020 | SC A | MW | After Competition Groups | 0.20512 | 0 | 0 | 51.0249 | 0.0040199 | 24 | Residential_2020_SC A_MW_After Competition Groups_24 | Energy Star Light Fixture | 0.402% | 0 | 0.20512 | Residential_2020_SC A_MW_After Competition Groups_Energy Star Light Fixture
Residential | Res ¦ Furnace Whistle | 2020 | SC A | MW | After Competition Groups | 0.106 | 0 | 0 | 51.0249 | 0.0020775 | 25 | Residential_2020_SC A_MW_After Competition Groups_25 | Furnace Whistle | 0.2077% | 0 | 0.106 | Residential_2020_SC A_MW_After Competition Groups_Furnace Whistle
Residential | Res ¦ LED Exterior Area Lights - LED Fixture (200W) | 2020 | SC A | MW | After Competition Groups | 0.090529 | 0 | 0 | 51.0249 | 0.0017742 | 26 | Residential_2020_SC A_MW_After Competition Groups_26 | LED Exterior Area Lights - LED Fixture (200W) | 0.1774% | 0 | 0.090529 | Residential_2020_SC A_MW_After Competition Groups_LED Exterior Area Lights - LED Fixture (200W)
Residential | Res ¦ Comprehensive Draft Proofing | 2020 | SC A | MW | After Competition Groups | 0.088367 | 0 | 0 | 51.0249 | 0.0017318 | 27 | Residential_2020_SC A_MW_After Competition Groups_27 | Comprehensive Draft Proofing | 0.1732% | 0 | 0.088367 | Residential_2020_SC A_MW_After Competition Groups_Comprehensive Draft Proofing
Residential | Res ¦ Variable Frequency Drive (VFD) | 2020 | SC A | MW | After Competition Groups | 0.087368 | 0 | 0 | 51.0249 | 0.0017123 | 28 | Residential_2020_SC A_MW_After Competition Groups_28 | Variable Frequency Drive (VFD) | 0.1712% | 0 | 0.087368 | Residential_2020_SC A_MW_After Competition Groups_Variable Frequency Drive (VFD)
Residential | Res ¦ Demand Control Ventilation | 2020 | SC A | MW | After Competition Groups | 0.069488 | 0 | 0 | 51.0249 | 0.0013619 | 29 | Residential_2020_SC A_MW_After Competition Groups_29 | Demand Control Ventilation | 0.1362% | 0 | 0.069488 | Residential_2020_SC A_MW_After Competition Groups_Demand Control Ventilation
Residential | Res ¦ CO Sensors for parking garage exhaust fans | 2020 | SC A | MW | After Competition Groups | 0.06603 | 0 | 0 | 51.0249 | 0.0012941 | 30 | Residential_2020_SC A_MW_After Competition Groups_30 | CO Sensors for parking garage exhaust fans | 0.1294% | 0 | 0.06603 | Residential_2020_SC A_MW_After Competition Groups_CO Sensors for parking garage exhaust fans
Residential | Res ¦ Water Heater Temperature Setback | 2020 | SC A | MW | After Competition Groups | 0.054897 | 0 | 0 | 51.0249 | 0.0010759 | 31 | Residential_2020_SC A_MW_After Competition Groups_31 | Water Heater Temperature Setback | 0.1076% | 0 | 0.054897 | Residential_2020_SC A_MW_After Competition Groups_Water Heater Temperature Setback
Residential | Res ¦ Floor Insulation | 2020 | SC A | MW | After Competition Groups | 0.050146 | 0 | 0 | 51.0249 | 0.00098278 | 32 | Residential_2020_SC A_MW_After Competition Groups_32 | Floor Insulation | 0.09828% | 0 | 0.050146 | Residential_2020_SC A_MW_After Competition Groups_Floor Insulation
Residential | Res ¦ Clothes Drying Racks | 2020 | SC A | MW | After Competition Groups | 0.042373 | 0 | 0 | 51.0249 | 0.00083044 | 33 | Residential_2020_SC A_MW_After Competition Groups_33 | Clothes Drying Racks | 0.08304% | 0 | 0.042373 | Residential_2020_SC A_MW_After Competition Groups_Clothes Drying Racks
Residential | Res ¦ Duct Insulation | 2020 | SC A | MW | After Competition Groups | 0.033077 | 0 | 0 | 51.0249 | 0.00064826 | 34 | Residential_2020_SC A_MW_After Competition Groups_34 | Duct Insulation | 0.06483% | 0 | 0.033077 | Residential_2020_SC A_MW_After Competition Groups_Duct Insulation
Residential | Res ¦ VFD on Pumps | 2020 | SC A | MW | After Competition Groups | 0.025122 | 0 | 0 | 51.0249 | 0.00049235 | 35 | Residential_2020_SC A_MW_After Competition Groups_35 | VFD on Pumps | 0.04923% | 0 | 0.025122 | Residential_2020_SC A_MW_After Competition Groups_VFD on Pumps
Residential | Res ¦ Duct Insulation MF | 2020 | SC A | MW | After Competition Groups | 0.016963 | 0 | 0 | 51.0249 | 0.00033245 | 36 | Residential_2020_SC A_MW_After Competition Groups_36 | Duct Insulation MF | 0.03324% | 0 | 0.016963 | Residential_2020_SC A_MW_After Competition Groups_Duct Insulation MF
Residential | Res ¦ Condensing Make Up Air Unit | 2020 | SC A | MW | After Competition Groups | 0.015172 | 0 | 0 | 51.0249 | 0.00029734 | 37 | Residential_2020_SC A_MW_After Competition Groups_37 | Condensing Make Up Air Unit | 0.02973% | 0 | 0.015172 | Residential_2020_SC A_MW_After Competition Groups_Condensing Make Up Air Unit
Residential | Res ¦ ECM MOTORS FOR HVAC APPLICATION (FAN-POWERED VAV BOX) | 2020 | SC A | MW | After Competition Groups | 0.013368 | 0 | 0 | 51.0249 | 0.00026198 | 38 | Residential_2020_SC A_MW_After Competition Groups_38 | ECM MOTORS FOR HVAC APPLICATION (FAN-POWERED VAV BOX) | 0.0262% | 0 | 0.013368 | Residential_2020_SC A_MW_After Competition Groups_ECM MOTORS FOR HVAC APPLICATION (FAN-POWERED VAV BOX)
Residential | Res ¦ Chilled Water Optimization | 2020 | SC A | MW | After Competition Groups | 0.0080852 | 0 | 0 | 51.0249 | 0.00015846 | 39 | Residential_2020_SC A_MW_After Competition Groups_39 | Chilled Water Optimization | 0.01585% | 0 | 0.0080852 | Residential_2020_SC A_MW_After Competition Groups_Chilled Water Optimization
Residential | Res ¦ Beverage Vending Machine Controls | 2020 | SC A | MW | After Competition Groups | 0.0054874 | 0 | 0 | 51.0249 | 0.00010754 | 40 | Residential_2020_SC A_MW_After Competition Groups_40 | Beverage Vending Machine Controls | 0.01075% | 0 | 0.0054874 | Residential_2020_SC A_MW_After Competition Groups_Beverage Vending Machine Controls
Residential | Res ¦ Heat Recovery Ventilator | 2020 | SC A | MW | After Competition Groups | 0.0038596 | 0 | 0 | 51.0249 | 7.5642e-05 | 41 | Residential_2020_SC A_MW_After Competition Groups_41 | Heat Recovery Ventilator | 0.007564% | 0 | 0.0038596 | Residential_2020_SC A_MW_After Competition Groups_Heat Recovery Ventilator
Residential | Res ¦ LED High Bay Fixture | 2020 | SC A | MW | After Competition Groups | 0.00095965 | 0 | 0 | 51.0249 | 1.8807e-05 | 42 | Residential_2020_SC A_MW_After Competition Groups_42 | LED High Bay Fixture | 0.001881% | 0 | 0.00095965 | Residential_2020_SC A_MW_After Competition Groups_LED High Bay Fixture
Residential | Res ¦ Wall Insulation | 2020 | SC A | MW | After Competition Groups | 0.00044623 | 0 | 0 | 51.0249 | 8.7453e-06 | 43 | Residential_2020_SC A_MW_After Competition Groups_43 | Wall Insulation | 0.0008745% | 0 | 0.00044623 | Residential_2020_SC A_MW_After Competition Groups_Wall Insulation
Residential | Res ¦ Wall Insulation MF | 2020 | SC A | MW | After Competition Groups | 0.00032544 | 0 | 0 | 51.0249 | 6.3781e-06 | 44 | Residential_2020_SC A_MW_After Competition Groups_44 | Wall Insulation MF | 0.0006378% | 0 | 0.00032544 | Residential_2020_SC A_MW_After Competition Groups_Wall Insulation MF
Residential | Res ¦ Freezer Recycling | 2020 | SC A | MW | After Competition Groups | 4.5109e-05 | 0 | 0 | 51.0249 | 8.8407e-07 | 45 | Residential_2020_SC A_MW_After Competition Groups_45 | Freezer Recycling | 8.841e-05% | 0 | 4.5109e-05 | Residential_2020_SC A_MW_After Competition Groups_Freezer Recycling
Residential | Res ¦ Energy Star LED Bulbs General Purpose LEDs | 2020 | SC A | MW | After Competition Groups | 1.7491e-12 | 0 | 0 | 51.0249 | 3.4279e-14 | 46 | Residential_2020_SC A_MW_After Competition Groups_46 | Energy Star LED Bulbs General Purpose LEDs | 3.428e-12% | 0 | 1.7491e-12 | Residential_2020_SC A_MW_After Competition Groups_Energy Star LED Bulbs General Purpose LEDs
Residential | Res ¦ Energy Star Clothes Dryer | 2020 | SC A | MW | After Competition Groups | 0 | 0 | 0 | 51.0249 | 0 | 47 | Residential_2020_SC A_MW_After Competition Groups_47 | Energy Star Clothes Dryer | 0% | 0 | 0 | Residential_2020_SC A_MW_After Competition Groups_Energy Star Clothes Dryer
Residential | Res ¦ Energy Star Dehumidifier | 2020 | SC A | MW | After Competition Groups | 0 | 0 | 0 | 51.0249 | 0 | 48 | Residential_2020_SC A_MW_After Competition Groups_48 | Energy Star Dehumidifier | 0% | 0 | 0 | Residential_2020_SC A_MW_After Competition Groups_Energy Star Dehumidifier
Residential | Res ¦ Energy Star Freezer | 2020 | SC A | MW | After Competition Groups | 0 | 0 | 0 | 51.0249 | 0 | 49 | Residential_2020_SC A_MW_After Competition Groups_49 | Energy Star Freezer | 0% | 0 | 0 | Residential_2020_SC A_MW_After Competition Groups_Energy Star Freezer
Residential | Res ¦ Home Energy Reports | 2020 | SC A | MW | After Competition Groups | 0 | 0 | 0 | 51.0249 | 0 | 50 | Residential_2020_SC A_MW_After Competition Groups_50 | Home Energy Reports | 0% | 0 | 0 | Residential_2020_SC A_MW_After Competition Groups_Home Energy Reports
Residential | Res ¦ LED Downlight | 2020 | SC A | MW | After Competition Groups | 0 | 0 | 0 | 51.0249 | 0 | 51 | Residential_2020_SC A_MW_After Competition Groups_51 | LED Downlight | 0% | 0 | 0 | Residential_2020_SC A_MW_After Competition Groups_LED Downlight
Residential | Res ¦ Smart Burners | 2020 | SC A | MW | After Competition Groups | 0 | 0 | 0 | 51.0249 | 0 | 52 | Residential_2020_SC A_MW_After Competition Groups_52 | Smart Burners | 0% | 0 | 0 | Residential_2020_SC A_MW_After Competition Groups_Smart Burners
Residential | Res ¦ Smart Power Bar | 2020 | SC A | MW | After Competition Groups | 0 | 0 | 0 | 51.0249 | 0 | 53 | Residential_2020_SC A_MW_After Competition Groups_53 | Smart Power Bar | 0% | 0 | 0 | Residential_2020_SC A_MW_After Competition Groups_Smart Power Bar
Residential | Res ¦ Tankless Water Heater | 2020 | SC A | MW | After Competition Groups | 0 | 0 | 0 | 51.0249 | 0 | 54 | Residential_2020_SC A_MW_After Competition Groups_54 | Tankless Water Heater | 0% | 0 | 0 | Residential_2020_SC A_MW_After Competition Groups_Tankless Water Heater
Residential | Res ¦ Building Recommissioning, Operations and Maintenance (O&M) Improvements | 2020 | SC B | MW | After Competition Groups | 11.4 | 0 | 0 | 81.5029 | 0.13987 | 1 | Residential_2020_SC B_MW_After Competition Groups_1 | Building Recommissioning, Operations and Maintenance (O&M) Improvements | 13.99% | 0 | 11.4 | Residential_2020_SC B_MW_After Competition Groups_Building Recommissioning, Operations and Maintenance (O&M) Improvements
Residential | Res ¦ Variable Speed Pool Pump Motor | 2020 | SC B | MW | After Competition Groups | 8.1421 | 0 | 0 | 81.5029 | 0.0999 | 2 | Residential_2020_SC B_MW_After Competition Groups_2 | Variable Speed Pool Pump Motor | 9.99% | 0 | 8.1421 | Residential_2020_SC B_MW_After Competition Groups_Variable Speed Pool Pump Motor
Residential | Res ¦ Energy Star Clothes Washer | 2020 | SC B | MW | After Competition Groups | 8.1296 | 0 | 0 | 81.5029 | 0.099747 | 3 | Residential_2020_SC B_MW_After Competition Groups_3 | Energy Star Clothes Washer | 9.975% | 0 | 8.1296 | Residential_2020_SC B_MW_After Competition Groups_Energy Star Clothes Washer
Residential | Res ¦ Energy Star LED Bulbs General Purpose LEDs | 2020 | SC B | MW | After Competition Groups | 7.5284 | 0 | 0 | 81.5029 | 0.09237 | 4 | Residential_2020_SC B_MW_After Competition Groups_4 | Energy Star LED Bulbs General Purpose LEDs | 9.237% | 0 | 7.5284 | Residential_2020_SC B_MW_After Competition Groups_Energy Star LED Bulbs General Purpose LEDs
Residential | Res ¦ Adaptive Thermostat | 2020 | SC B | MW | After Competition Groups | 7.2344 | 0 | 0 | 81.5029 | 0.088762 | 5 | Residential_2020_SC B_MW_After Competition Groups_5 | Adaptive Thermostat | 8.876% | 0 | 7.2344 | Residential_2020_SC B_MW_After Competition Groups_Adaptive Thermostat
Residential | Res ¦ Energy Star LED Specialty Bulbs | 2020 | SC B | MW | After Competition Groups | 7.0683 | 0 | 0 | 81.5029 | 0.086724 | 6 | Residential_2020_SC B_MW_After Competition Groups_6 | Energy Star LED Specialty Bulbs | 8.672% | 0 | 7.0683 | Residential_2020_SC B_MW_After Competition Groups_Energy Star LED Specialty Bulbs
Residential | Res ¦ Ductless Mini-Split Heat Pump | 2020 | SC B | MW | After Competition Groups | 7.0625 | 0 | 0 | 81.5029 | 0.086654 | 7 | Residential_2020_SC B_MW_After Competition Groups_7 | Ductless Mini-Split Heat Pump | 8.665% | 0 | 7.0625 | Residential_2020_SC B_MW_After Competition Groups_Ductless Mini-Split Heat Pump
Residential | Res ¦ Energy Star A Line, PAR, MR Lamps | 2020 | SC B | MW | After Competition Groups | 3.2583 | 0 | 0 | 81.5029 | 0.039978 | 8 | Residential_2020_SC B_MW_After Competition Groups_8 | Energy Star A Line, PAR, MR Lamps | 3.998% | 0 | 3.2583 | Residential_2020_SC B_MW_After Competition Groups_Energy Star A Line, PAR, MR Lamps
Residential | Res ¦ Basement Wall Insulation | 2020 | SC B | MW | After Competition Groups | 1.8474 | 0 | 0 | 81.5029 | 0.022667 | 9 | Residential_2020_SC B_MW_After Competition Groups_9 | Basement Wall Insulation | 2.267% | 0 | 1.8474 | Residential_2020_SC B_MW_After Competition Groups_Basement Wall Insulation
Residential | Res ¦ Energy Star Room Air Conditioner | 2020 | SC B | MW | After Competition Groups | 1.8066 | 0 | 0 | 81.5029 | 0.022166 | 10 | Residential_2020_SC B_MW_After Competition Groups_10 | Energy Star Room Air Conditioner | 2.217% | 0 | 1.8066 | Residential_2020_SC B_MW_After Competition Groups_Energy Star Room Air Conditioner
Residential | Res ¦ Occupancy Sensors MF | 2020 | SC B | MW | After Competition Groups | 1.7264 | 0 | 0 | 81.5029 | 0.021183 | 11 | Residential_2020_SC B_MW_After Competition Groups_11 | Occupancy Sensors MF | 2.118% | 0 | 1.7264 | Residential_2020_SC B_MW_After Competition Groups_Occupancy Sensors MF
Residential | Res ¦ Advanced BAS/Controllers | 2020 | SC B | MW | After Competition Groups | 1.6683 | 0 | 0 | 81.5029 | 0.020469 | 12 | Residential_2020_SC B_MW_After Competition Groups_12 | Advanced BAS/Controllers | 2.047% | 0 | 1.6683 | Residential_2020_SC B_MW_After Competition Groups_Advanced BAS/Controllers
Residential | Res ¦ Clothes Drying Racks | 2020 | SC B | MW | After Competition Groups | 1.5431 | 0 | 0 | 81.5029 | 0.018934 | 13 | Residential_2020_SC B_MW_After Competition Groups_13 | Clothes Drying Racks | 1.893% | 0 | 1.5431 | Residential_2020_SC B_MW_After Competition Groups_Clothes Drying Racks
Residential | Res ¦ Attic Insulation | 2020 | SC B | MW | After Competition Groups | 1.425 | 0 | 0 | 81.5029 | 0.017483 | 14 | Residential_2020_SC B_MW_After Competition Groups_14 | Attic Insulation | 1.748% | 0 | 1.425 | Residential_2020_SC B_MW_After Competition Groups_Attic Insulation
Residential | Res ¦ High Efficiency Chiller (avg of water and air cooled) | 2020 | SC B | MW | After Competition Groups | 1.4201 | 0 | 0 | 81.5029 | 0.017424 | 15 | Residential_2020_SC B_MW_After Competition Groups_15 | High Efficiency Chiller (avg of water and air cooled) | 1.742% | 0 | 1.4201 | Residential_2020_SC B_MW_After Competition Groups_High Efficiency Chiller (avg of water and air cooled)
Residential | Res ¦ Refrigerator Recycling | 2020 | SC B | MW | After Competition Groups | 1.3083 | 0 | 0 | 81.5029 | 0.016053 | 16 | Residential_2020_SC B_MW_After Competition Groups_16 | Refrigerator Recycling | 1.605% | 0 | 1.3083 | Residential_2020_SC B_MW_After Competition Groups_Refrigerator Recycling
Residential | Res ¦ Freezer Recycling | 2020 | SC B | MW | After Competition Groups | 1.2152 | 0 | 0 | 81.5029 | 0.014909 | 17 | Residential_2020_SC B_MW_After Competition Groups_17 | Freezer Recycling | 1.491% | 0 | 1.2152 | Residential_2020_SC B_MW_After Competition Groups_Freezer Recycling
Residential | Res ¦ Energy Star Air Source Heat Pump | 2020 | SC B | MW | After Competition Groups | 0.98574 | 0 | 0 | 81.5029 | 0.012095 | 18 | Residential_2020_SC B_MW_After Competition Groups_18 | Energy Star Air Source Heat Pump | 1.209% | 0 | 0.98574 | Residential_2020_SC B_MW_After Competition Groups_Energy Star Air Source Heat Pump
Residential | Res ¦ LED Tube Re-Lamp | 2020 | SC B | MW | After Competition Groups | 0.8417 | 0 | 0 | 81.5029 | 0.010327 | 19 | Residential_2020_SC B_MW_After Competition Groups_19 | LED Tube Re-Lamp | 1.033% | 0 | 0.8417 | Residential_2020_SC B_MW_After Competition Groups_LED Tube Re-Lamp
Residential | Res ¦ ENERGY STAR LED LAMPS (REFLECTOR LAMPs/MR16/PAR 16) | 2020 | SC B | MW | After Competition Groups | 0.75546 | 0 | 0 | 81.5029 | 0.0092691 | 20 | Residential_2020_SC B_MW_After Competition Groups_20 | ENERGY STAR LED LAMPS (REFLECTOR LAMPs/MR16/PAR 16) | 0.9269% | 0 | 0.75546 | Residential_2020_SC B_MW_After Competition Groups_ENERGY STAR LED LAMPS (REFLECTOR LAMPs/MR16/PAR 16)
Residential | Res ¦ Energy Star Torchiere | 2020 | SC B | MW | After Competition Groups | 0.5944 | 0 | 0 | 81.5029 | 0.007293 | 21 | Residential_2020_SC B_MW_After Competition Groups_21 | Energy Star Torchiere | 0.7293% | 0 | 0.5944 | Residential_2020_SC B_MW_After Competition Groups_Energy Star Torchiere
Residential | Res ¦ Outside Air Economizer | 2020 | SC B | MW | After Competition Groups | 0.48508 | 0 | 0 | 81.5029 | 0.0059517 | 22 | Residential_2020_SC B_MW_After Competition Groups_22 | Outside Air Economizer | 0.5952% | 0 | 0.48508 | Residential_2020_SC B_MW_After Competition Groups_Outside Air Economizer
Residential | Res ¦ Minimize Hot and Warm Clothes Wash | 2020 | SC B | MW | After Competition Groups | 0.40666 | 0 | 0 | 81.5029 | 0.0049895 | 23 | Residential_2020_SC B_MW_After Competition Groups_23 | Minimize Hot and Warm Clothes Wash | 0.499% | 0 | 0.40666 | Residential_2020_SC B_MW_After Competition Groups_Minimize Hot and Warm Clothes Wash
Residential | Res ¦ Air Sealing | 2020 | SC B | MW | After Competition Groups | 0.39295 | 0 | 0 | 81.5029 | 0.0048213 | 24 | Residential_2020_SC B_MW_After Competition Groups_24 | Air Sealing | 0.4821% | 0 | 0.39295 | Residential_2020_SC B_MW_After Competition Groups_Air Sealing
Residential | Res ¦ Floor Insulation | 2020 | SC B | MW | After Competition Groups | 0.37333 | 0 | 0 | 81.5029 | 0.0045806 | 25 | Residential_2020_SC B_MW_After Competition Groups_25 | Floor Insulation | 0.4581% | 0 | 0.37333 | Residential_2020_SC B_MW_After Competition Groups_Floor Insulation
Residential | Res ¦ Demand Control Ventilation | 2020 | SC B | MW | After Competition Groups | 0.29317 | 0 | 0 | 81.5029 | 0.0035971 | 26 | Residential_2020_SC B_MW_After Competition Groups_26 | Demand Control Ventilation | 0.3597% | 0 | 0.29317 | Residential_2020_SC B_MW_After Competition Groups_Demand Control Ventilation
Residential | Res ¦ Duct Insulation | 2020 | SC B | MW | After Competition Groups | 0.29277 | 0 | 0 | 81.5029 | 0.0035921 | 27 | Residential_2020_SC B_MW_After Competition Groups_27 | Duct Insulation | 0.3592% | 0 | 0.29277 | Residential_2020_SC B_MW_After Competition Groups_Duct Insulation
Residential | Res ¦ Furnace Whistle | 2020 | SC B | MW | After Competition Groups | 0.28179 | 0 | 0 | 81.5029 | 0.0034574 | 28 | Residential_2020_SC B_MW_After Competition Groups_28 | Furnace Whistle | 0.3457% | 0 | 0.28179 | Residential_2020_SC B_MW_After Competition Groups_Furnace Whistle
Residential | Res ¦ Energy Star Light Fixture | 2020 | SC B | MW | After Competition Groups | 0.26355 | 0 | 0 | 81.5029 | 0.0032336 | 29 | Residential_2020_SC B_MW_After Competition Groups_29 | Energy Star Light Fixture | 0.3234% | 0 | 0.26355 | Residential_2020_SC B_MW_After Competition Groups_Energy Star Light Fixture
Residential | Res ¦ LED Parking Lot Fixture | 2020 | SC B | MW | After Competition Groups | 0.24311 | 0 | 0 | 81.5029 | 0.0029829 | 30 | Residential_2020_SC B_MW_After Competition Groups_30 | LED Parking Lot Fixture | 0.2983% | 0 | 0.24311 | Residential_2020_SC B_MW_After Competition Groups_LED Parking Lot Fixture
Residential | Res ¦ Comprehensive Draft Proofing | 2020 | SC B | MW | After Competition Groups | 0.23945 | 0 | 0 | 81.5029 | 0.0029379 | 31 | Residential_2020_SC B_MW_After Competition Groups_31 | Comprehensive Draft Proofing | 0.2938% | 0 | 0.23945 | Residential_2020_SC B_MW_After Competition Groups_Comprehensive Draft Proofing
Residential | Res ¦ ENERGY STAR LED Lamps (General Service Lamps) | 2020 | SC B | MW | After Competition Groups | 0.23462 | 0 | 0 | 81.5029 | 0.0028786 | 32 | Residential_2020_SC B_MW_After Competition Groups_32 | ENERGY STAR LED Lamps (General Service Lamps) | 0.2879% | 0 | 0.23462 | Residential_2020_SC B_MW_After Competition Groups_ENERGY STAR LED Lamps (General Service Lamps)
Residential | Res ¦ Variable Frequency Drive (VFD) | 2020 | SC B | MW | After Competition Groups | 0.23223 | 0 | 0 | 81.5029 | 0.0028494 | 33 | Residential_2020_SC B_MW_After Competition Groups_33 | Variable Frequency Drive (VFD) | 0.2849% | 0 | 0.23223 | Residential_2020_SC B_MW_After Competition Groups_Variable Frequency Drive (VFD)
Residential | Res ¦ CO Sensors for parking garage exhaust fans | 2020 | SC B | MW | After Competition Groups | 0.20846 | 0 | 0 | 81.5029 | 0.0025577 | 34 | Residential_2020_SC B_MW_After Competition Groups_34 | CO Sensors for parking garage exhaust fans | 0.2558% | 0 | 0.20846 | Residential_2020_SC B_MW_After Competition Groups_CO Sensors for parking garage exhaust fans
Residential | Res ¦ Water Heater Temperature Setback | 2020 | SC B | MW | After Competition Groups | 0.14688 | 0 | 0 | 81.5029 | 0.0018022 | 35 | Residential_2020_SC B_MW_After Competition Groups_35 | Water Heater Temperature Setback | 0.1802% | 0 | 0.14688 | Residential_2020_SC B_MW_After Competition Groups_Water Heater Temperature Setback
Residential | Res ¦ Duct Insulation MF | 2020 | SC B | MW | After Competition Groups | 0.14397 | 0 | 0 | 81.5029 | 0.0017665 | 36 | Residential_2020_SC B_MW_After Competition Groups_36 | Duct Insulation MF | 0.1766% | 0 | 0.14397 | Residential_2020_SC B_MW_After Competition Groups_Duct Insulation MF
Residential | Res ¦ LED Exterior Area Lights - LED Fixture (200W) | 2020 | SC B | MW | After Competition Groups | 0.090529 | 0 | 0 | 81.5029 | 0.0011107 | 37 | Residential_2020_SC B_MW_After Competition Groups_37 | LED Exterior Area Lights - LED Fixture (200W) | 0.1111% | 0 | 0.090529 | Residential_2020_SC B_MW_After Competition Groups_LED Exterior Area Lights - LED Fixture (200W)
Residential | Res ¦ VFD on Pumps | 2020 | SC B | MW | After Competition Groups | 0.071414 | 0 | 0 | 81.5029 | 0.00087621 | 38 | Residential_2020_SC B_MW_After Competition Groups_38 | VFD on Pumps | 0.08762% | 0 | 0.071414 | Residential_2020_SC B_MW_After Competition Groups_VFD on Pumps
Residential | Res ¦ Condensing Make Up Air Unit | 2020 | SC B | MW | After Competition Groups | 0.057213 | 0 | 0 | 81.5029 | 0.00070198 | 39 | Residential_2020_SC B_MW_After Competition Groups_39 | Condensing Make Up Air Unit | 0.0702% | 0 | 0.057213 | Residential_2020_SC B_MW_After Competition Groups_Condensing Make Up Air Unit
Residential | Res ¦ ECM MOTORS FOR HVAC APPLICATION (FAN-POWERED VAV BOX) | 2020 | SC B | MW | After Competition Groups | 0.033738 | 0 | 0 | 81.5029 | 0.00041395 | 40 | Residential_2020_SC B_MW_After Competition Groups_40 | ECM MOTORS FOR HVAC APPLICATION (FAN-POWERED VAV BOX) | 0.0414% | 0 | 0.033738 | Residential_2020_SC B_MW_After Competition Groups_ECM MOTORS FOR HVAC APPLICATION (FAN-POWERED VAV BOX)
Residential | Res ¦ Heat Recovery Ventilator | 2020 | SC B | MW | After Competition Groups | 0.019021 | 0 | 0 | 81.5029 | 0.00023338 | 41 | Residential_2020_SC B_MW_After Competition Groups_41 | Heat Recovery Ventilator | 0.02334% | 0 | 0.019021 | Residential_2020_SC B_MW_After Competition Groups_Heat Recovery Ventilator
Residential | Res ¦ Beverage Vending Machine Controls | 2020 | SC B | MW | After Competition Groups | 0.015148 | 0 | 0 | 81.5029 | 0.00018586 | 42 | Residential_2020_SC B_MW_After Competition Groups_42 | Beverage Vending Machine Controls | 0.01859% | 0 | 0.015148 | Residential_2020_SC B_MW_After Competition Groups_Beverage Vending Machine Controls
Residential | Res ¦ Chilled Water Optimization | 2020 | SC B | MW | After Competition Groups | 0.008666 | 0 | 0 | 81.5029 | 0.00010633 | 43 | Residential_2020_SC B_MW_After Competition Groups_43 | Chilled Water Optimization | 0.01063% | 0 | 0.008666 | Residential_2020_SC B_MW_After Competition Groups_Chilled Water Optimization
Residential | Res ¦ Wall Insulation | 2020 | SC B | MW | After Competition Groups | 0.0053662 | 0 | 0 | 81.5029 | 6.584e-05 | 44 | Residential_2020_SC B_MW_After Competition Groups_44 | Wall Insulation | 0.006584% | 0 | 0.0053662 | Residential_2020_SC B_MW_After Competition Groups_Wall Insulation
Residential | Res ¦ LED High Bay Fixture | 2020 | SC B | MW | After Competition Groups | 0.0020135 | 0 | 0 | 81.5029 | 2.4704e-05 | 45 | Residential_2020_SC B_MW_After Competition Groups_45 | LED High Bay Fixture | 0.00247% | 0 | 0.0020135 | Residential_2020_SC B_MW_After Competition Groups_LED High Bay Fixture
Residential | Res ¦ Wall Insulation MF | 2020 | SC B | MW | After Competition Groups | 0.00032542 | 0 | 0 | 81.5029 | 3.9928e-06 | 46 | Residential_2020_SC B_MW_After Competition Groups_46 | Wall Insulation MF | 0.0003993% | 0 | 0.00032542 | Residential_2020_SC B_MW_After Competition Groups_Wall Insulation MF
Residential | Res ¦ Energy Star Clothes Dryer | 2020 | SC B | MW | After Competition Groups | 0 | 0 | 0 | 81.5029 | 0 | 47 | Residential_2020_SC B_MW_After Competition Groups_47 | Energy Star Clothes Dryer | 0% | 0 | 0 | Residential_2020_SC B_MW_After Competition Groups_Energy Star Clothes Dryer
Residential | Res ¦ Energy Star Dehumidifier | 2020 | SC B | MW | After Competition Groups | 0 | 0 | 0 | 81.5029 | 0 | 48 | Residential_2020_SC B_MW_After Competition Groups_48 | Energy Star Dehumidifier | 0% | 0 | 0 | Residential_2020_SC B_MW_After Competition Groups_Energy Star Dehumidifier
Residential | Res ¦ Energy Star Freezer | 2020 | SC B | MW | After Competition Groups | 0 | 0 | 0 | 81.5029 | 0 | 49 | Residential_2020_SC B_MW_After Competition Groups_49 | Energy Star Freezer | 0% | 0 | 0 | Residential_2020_SC B_MW_After Competition Groups_Energy Star Freezer
Residential | Res ¦ Home Energy Reports | 2020 | SC B | MW | After Competition Groups | 0 | 0 | 0 | 81.5029 | 0 | 50 | Residential_2020_SC B_MW_After Competition Groups_50 | Home Energy Reports | 0% | 0 | 0 | Residential_2020_SC B_MW_After Competition Groups_Home Energy Reports
Residential | Res ¦ LED Downlight | 2020 | SC B | MW | After Competition Groups | 0 | 0 | 0 | 81.5029 | 0 | 51 | Residential_2020_SC B_MW_After Competition Groups_51 | LED Downlight | 0% | 0 | 0 | Residential_2020_SC B_MW_After Competition Groups_LED Downlight
Residential | Res ¦ Smart Burners | 2020 | SC B | MW | After Competition Groups | 0 | 0 | 0 | 81.5029 | 0 | 52 | Residential_2020_SC B_MW_After Competition Groups_52 | Smart Burners | 0% | 0 | 0 | Residential_2020_SC B_MW_After Competition Groups_Smart Burners
Residential | Res ¦ Smart Power Bar | 2020 | SC B | MW | After Competition Groups | 0 | 0 | 0 | 81.5029 | 0 | 53 | Residential_2020_SC B_MW_After Competition Groups_53 | Smart Power Bar | 0% | 0 | 0 | Residential_2020_SC B_MW_After Competition Groups_Smart Power Bar
Residential | Res ¦ Tankless Water Heater | 2020 | SC B | MW | After Competition Groups | 0 | 0 | 0 | 81.5029 | 0 | 54 | Residential_2020_SC B_MW_After Competition Groups_54 | Tankless Water Heater | 0% | 0 | 0 | Residential_2020_SC B_MW_After Competition Groups_Tankless Water Heater
Residential | Res ¦ Energy Star LED Specialty Bulbs | 2020 | SC C | MW | After Competition Groups | 14.38 | 0 | 0 | 58.7931 | 0.24459 | 1 | Residential_2020_SC C_MW_After Competition Groups_1 | Energy Star LED Specialty Bulbs | 24.46% | 0 | 14.38 | Residential_2020_SC C_MW_After Competition Groups_Energy Star LED Specialty Bulbs
Residential | Res ¦ Energy Star Clothes Washer | 2020 | SC C | MW | After Competition Groups | 7.866 | 0 | 0 | 58.7931 | 0.13379 | 2 | Residential_2020_SC C_MW_After Competition Groups_2 | Energy Star Clothes Washer | 13.38% | 0 | 7.866 | Residential_2020_SC C_MW_After Competition Groups_Energy Star Clothes Washer
Residential | Res ¦ Ductless Mini-Split Heat Pump | 2020 | SC C | MW | After Competition Groups | 6.7315 | 0 | 0 | 58.7931 | 0.11449 | 3 | Residential_2020_SC C_MW_After Competition Groups_3 | Ductless Mini-Split Heat Pump | 11.45% | 0 | 6.7315 | Residential_2020_SC C_MW_After Competition Groups_Ductless Mini-Split Heat Pump
Residential | Res ¦ Adaptive Thermostat | 2020 | SC C | MW | After Competition Groups | 5.2235 | 0 | 0 | 58.7931 | 0.088846 | 4 | Residential_2020_SC C_MW_After Competition Groups_4 | Adaptive Thermostat | 8.885% | 0 | 5.2235 | Residential_2020_SC C_MW_After Competition Groups_Adaptive Thermostat
Residential | Res ¦ Building Recommissioning, Operations and Maintenance (O&M) Improvements | 2020 | SC C | MW | After Competition Groups | 4.2885 | 0 | 0 | 58.7931 | 0.072942 | 5 | Residential_2020_SC C_MW_After Competition Groups_5 | Building Recommissioning, Operations and Maintenance (O&M) Improvements | 7.294% | 0 | 4.2885 | Residential_2020_SC C_MW_After Competition Groups_Building Recommissioning, Operations and Maintenance (O&M) Improvements
Residential | Res ¦ Variable Speed Pool Pump Motor | 2020 | SC C | MW | After Competition Groups | 3.0632 | 0 | 0 | 58.7931 | 0.052102 | 6 | Residential_2020_SC C_MW_After Competition Groups_6 | Variable Speed Pool Pump Motor | 5.21% | 0 | 3.0632 | Residential_2020_SC C_MW_After Competition Groups_Variable Speed Pool Pump Motor
Residential | Res ¦ Energy Star A Line, PAR, MR Lamps | 2020 | SC C | MW | After Competition Groups | 2.9364 | 0 | 0 | 58.7931 | 0.049945 | 7 | Residential_2020_SC C_MW_After Competition Groups_7 | Energy Star A Line, PAR, MR Lamps | 4.994% | 0 | 2.9364 | Residential_2020_SC C_MW_After Competition Groups_Energy Star A Line, PAR, MR Lamps
Residential | Res ¦ Basement Wall Insulation | 2020 | SC C | MW | After Competition Groups | 1.8477 | 0 | 0 | 58.7931 | 0.031427 | 8 | Residential_2020_SC C_MW_After Competition Groups_8 | Basement Wall Insulation | 3.143% | 0 | 1.8477 | Residential_2020_SC C_MW_After Competition Groups_Basement Wall Insulation
Residential | Res ¦ Energy Star Room Air Conditioner | 2020 | SC C | MW | After Competition Groups | 1.7488 | 0 | 0 | 58.7931 | 0.029745 | 9 | Residential_2020_SC C_MW_After Competition Groups_9 | Energy Star Room Air Conditioner | 2.975% | 0 | 1.7488 | Residential_2020_SC C_MW_After Competition Groups_Energy Star Room Air Conditioner
Residential | Res ¦ High Efficiency Chiller (avg of water and air cooled) | 2020 | SC C | MW | After Competition Groups | 1.4101 | 0 | 0 | 58.7931 | 0.023984 | 10 | Residential_2020_SC C_MW_After Competition Groups_10 | High Efficiency Chiller (avg of water and air cooled) | 2.398% | 0 | 1.4101 | Residential_2020_SC C_MW_After Competition Groups_High Efficiency Chiller (avg of water and air cooled)
Residential | Res ¦ Attic Insulation | 2020 | SC C | MW | After Competition Groups | 1.397 | 0 | 0 | 58.7931 | 0.023762 | 11 | Residential_2020_SC C_MW_After Competition Groups_11 | Attic Insulation | 2.376% | 0 | 1.397 | Residential_2020_SC C_MW_After Competition Groups_Attic Insulation
Residential | Res ¦ Energy Star Air Source Heat Pump | 2020 | SC C | MW | After Competition Groups | 0.92803 | 0 | 0 | 58.7931 | 0.015785 | 12 | Residential_2020_SC C_MW_After Competition Groups_12 | Energy Star Air Source Heat Pump | 1.578% | 0 | 0.92803 | Residential_2020_SC C_MW_After Competition Groups_Energy Star Air Source Heat Pump
Residential | Res ¦ LED Tube Re-Lamp | 2020 | SC C | MW | After Competition Groups | 0.8417 | 0 | 0 | 58.7931 | 0.014316 | 13 | Residential_2020_SC C_MW_After Competition Groups_13 | LED Tube Re-Lamp | 1.432% | 0 | 0.8417 | Residential_2020_SC C_MW_After Competition Groups_LED Tube Re-Lamp
Residential | Res ¦ ENERGY STAR LED LAMPS (REFLECTOR LAMPs/MR16/PAR 16) | 2020 | SC C | MW | After Competition Groups | 0.75546 | 0 | 0 | 58.7931 | 0.012849 | 14 | Residential_2020_SC C_MW_After Competition Groups_14 | ENERGY STAR LED LAMPS (REFLECTOR LAMPs/MR16/PAR 16) | 1.285% | 0 | 0.75546 | Residential_2020_SC C_MW_After Competition Groups_ENERGY STAR LED LAMPS (REFLECTOR LAMPs/MR16/PAR 16)
Residential | Res ¦ Occupancy Sensors MF | 2020 | SC C | MW | After Competition Groups | 0.64959 | 0 | 0 | 58.7931 | 0.011049 | 15 | Residential_2020_SC C_MW_After Competition Groups_15 | Occupancy Sensors MF | 1.105% | 0 | 0.64959 | Residential_2020_SC C_MW_After Competition Groups_Occupancy Sensors MF
Residential | Res ¦ Advanced BAS/Controllers | 2020 | SC C | MW | After Competition Groups | 0.62767 | 0 | 0 | 58.7931 | 0.010676 | 16 | Residential_2020_SC C_MW_After Competition Groups_16 | Advanced BAS/Controllers | 1.068% | 0 | 0.62767 | Residential_2020_SC C_MW_After Competition Groups_Advanced BAS/Controllers
Residential | Res ¦ Energy Star Torchiere | 2020 | SC C | MW | After Competition Groups | 0.52786 | 0 | 0 | 58.7931 | 0.0089782 | 17 | Residential_2020_SC C_MW_After Competition Groups_17 | Energy Star Torchiere | 0.8978% | 0 | 0.52786 | Residential_2020_SC C_MW_After Competition Groups_Energy Star Torchiere
Residential | Res ¦ Refrigerator Recycling | 2020 | SC C | MW | After Competition Groups | 0.49223 | 0 | 0 | 58.7931 | 0.0083722 | 18 | Residential_2020_SC C_MW_After Competition Groups_18 | Refrigerator Recycling | 0.8372% | 0 | 0.49223 | Residential_2020_SC C_MW_After Competition Groups_Refrigerator Recycling
Residential | Res ¦ Minimize Hot and Warm Clothes Wash | 2020 | SC C | MW | After Competition Groups | 0.40666 | 0 | 0 | 58.7931 | 0.0069168 | 19 | Residential_2020_SC C_MW_After Competition Groups_19 | Minimize Hot and Warm Clothes Wash | 0.6917% | 0 | 0.40666 | Residential_2020_SC C_MW_After Competition Groups_Minimize Hot and Warm Clothes Wash
Residential | Res ¦ Air Sealing | 2020 | SC C | MW | After Competition Groups | 0.36345 | 0 | 0 | 58.7931 | 0.0061819 | 20 | Residential_2020_SC C_MW_After Competition Groups_20 | Air Sealing | 0.6182% | 0 | 0.36345 | Residential_2020_SC C_MW_After Competition Groups_Air Sealing
Residential | Res ¦ Floor Insulation | 2020 | SC C | MW | After Competition Groups | 0.29347 | 0 | 0 | 58.7931 | 0.0049916 | 21 | Residential_2020_SC C_MW_After Competition Groups_21 | Floor Insulation | 0.4992% | 0 | 0.29347 | Residential_2020_SC C_MW_After Competition Groups_Floor Insulation
Residential | Res ¦ Outside Air Economizer | 2020 | SC C | MW | After Competition Groups | 0.29135 | 0 | 0 | 58.7931 | 0.0049555 | 22 | Residential_2020_SC C_MW_After Competition Groups_22 | Outside Air Economizer | 0.4956% | 0 | 0.29135 | Residential_2020_SC C_MW_After Competition Groups_Outside Air Economizer
Residential | Res ¦ Energy Star Light Fixture | 2020 | SC C | MW | After Competition Groups | 0.25491 | 0 | 0 | 58.7931 | 0.0043358 | 23 | Residential_2020_SC C_MW_After Competition Groups_23 | Energy Star Light Fixture | 0.4336% | 0 | 0.25491 | Residential_2020_SC C_MW_After Competition Groups_Energy Star Light Fixture
Residential | Res ¦ ENERGY STAR LED Lamps (General Service Lamps) | 2020 | SC C | MW | After Competition Groups | 0.23462 | 0 | 0 | 58.7931 | 0.0039905 | 24 | Residential_2020_SC C_MW_After Competition Groups_24 | ENERGY STAR LED Lamps (General Service Lamps) | 0.3991% | 0 | 0.23462 | Residential_2020_SC C_MW_After Competition Groups_ENERGY STAR LED Lamps (General Service Lamps)
Residential | Res ¦ LED Parking Lot Fixture | 2020 | SC C | MW | After Competition Groups | 0.2234 | 0 | 0 | 58.7931 | 0.0037998 | 25 | Residential_2020_SC C_MW_After Competition Groups_25 | LED Parking Lot Fixture | 0.38% | 0 | 0.2234 | Residential_2020_SC C_MW_After Competition Groups_LED Parking Lot Fixture
Residential | Res ¦ Duct Insulation MF | 2020 | SC C | MW | After Competition Groups | 0.13279 | 0 | 0 | 58.7931 | 0.0022585 | 26 | Residential_2020_SC C_MW_After Competition Groups_26 | Duct Insulation MF | 0.2259% | 0 | 0.13279 | Residential_2020_SC C_MW_After Competition Groups_Duct Insulation MF
Residential | Res ¦ Demand Control Ventilation | 2020 | SC C | MW | After Competition Groups | 0.11031 | 0 | 0 | 58.7931 | 0.0018763 | 27 | Residential_2020_SC C_MW_After Competition Groups_27 | Demand Control Ventilation | 0.1876% | 0 | 0.11031 | Residential_2020_SC C_MW_After Competition Groups_Demand Control Ventilation
Residential | Res ¦ Furnace Whistle | 2020 | SC C | MW | After Competition Groups | 0.106 | 0 | 0 | 58.7931 | 0.001803 | 28 | Residential_2020_SC C_MW_After Competition Groups_28 | Furnace Whistle | 0.1803% | 0 | 0.106 | Residential_2020_SC C_MW_After Competition Groups_Furnace Whistle
Residential | Res ¦ Duct Insulation | 2020 | SC C | MW | After Competition Groups | 0.091214 | 0 | 0 | 58.7931 | 0.0015514 | 29 | Residential_2020_SC C_MW_After Competition Groups_29 | Duct Insulation | 0.1551% | 0 | 0.091214 | Residential_2020_SC C_MW_After Competition Groups_Duct Insulation
Residential | Res ¦ LED Exterior Area Lights - LED Fixture (200W) | 2020 | SC C | MW | After Competition Groups | 0.090529 | 0 | 0 | 58.7931 | 0.0015398 | 30 | Residential_2020_SC C_MW_After Competition Groups_30 | LED Exterior Area Lights - LED Fixture (200W) | 0.154% | 0 | 0.090529 | Residential_2020_SC C_MW_After Competition Groups_LED Exterior Area Lights - LED Fixture (200W)
Residential | Res ¦ Comprehensive Draft Proofing | 2020 | SC C | MW | After Competition Groups | 0.090077 | 0 | 0 | 58.7931 | 0.0015321 | 31 | Residential_2020_SC C_MW_After Competition Groups_31 | Comprehensive Draft Proofing | 0.1532% | 0 | 0.090077 | Residential_2020_SC C_MW_After Competition Groups_Comprehensive Draft Proofing
Residential | Res ¦ Variable Frequency Drive (VFD) | 2020 | SC C | MW | After Competition Groups | 0.087368 | 0 | 0 | 58.7931 | 0.001486 | 32 | Residential_2020_SC C_MW_After Competition Groups_32 | Variable Frequency Drive (VFD) | 0.1486% | 0 | 0.087368 | Residential_2020_SC C_MW_After Competition Groups_Variable Frequency Drive (VFD)
Residential | Res ¦ CO Sensors for parking garage exhaust fans | 2020 | SC C | MW | After Competition Groups | 0.086246 | 0 | 0 | 58.7931 | 0.0014669 | 33 | Residential_2020_SC C_MW_After Competition Groups_33 | CO Sensors for parking garage exhaust fans | 0.1467% | 0 | 0.086246 | Residential_2020_SC C_MW_After Competition Groups_CO Sensors for parking garage exhaust fans
Residential | Res ¦ Water Heater Temperature Setback | 2020 | SC C | MW | After Competition Groups | 0.055256 | 0 | 0 | 58.7931 | 0.00093983 | 34 | Residential_2020_SC C_MW_After Competition Groups_34 | Water Heater Temperature Setback | 0.09398% | 0 | 0.055256 | Residential_2020_SC C_MW_After Competition Groups_Water Heater Temperature Setback
Residential | Res ¦ Condensing Make Up Air Unit | 2020 | SC C | MW | After Competition Groups | 0.053182 | 0 | 0 | 58.7931 | 0.00090457 | 35 | Residential_2020_SC C_MW_After Competition Groups_35 | Condensing Make Up Air Unit | 0.09046% | 0 | 0.053182 | Residential_2020_SC C_MW_After Competition Groups_Condensing Make Up Air Unit
Residential | Res ¦ Clothes Drying Racks | 2020 | SC C | MW | After Competition Groups | 0.042373 | 0 | 0 | 58.7931 | 0.00072071 | 36 | Residential_2020_SC C_MW_After Competition Groups_36 | Clothes Drying Racks | 0.07207% | 0 | 0.042373 | Residential_2020_SC C_MW_After Competition Groups_Clothes Drying Racks
Residential | Res ¦ VFD on Pumps | 2020 | SC C | MW | After Competition Groups | 0.026867 | 0 | 0 | 58.7931 | 0.00045697 | 37 | Residential_2020_SC C_MW_After Competition Groups_37 | VFD on Pumps | 0.0457% | 0 | 0.026867 | Residential_2020_SC C_MW_After Competition Groups_VFD on Pumps
Residential | Res ¦ ECM MOTORS FOR HVAC APPLICATION (FAN-POWERED VAV BOX) | 2020 | SC C | MW | After Competition Groups | 0.013397 | 0 | 0 | 58.7931 | 0.00022786 | 38 | Residential_2020_SC C_MW_After Competition Groups_38 | ECM MOTORS FOR HVAC APPLICATION (FAN-POWERED VAV BOX) | 0.02279% | 0 | 0.013397 | Residential_2020_SC C_MW_After Competition Groups_ECM MOTORS FOR HVAC APPLICATION (FAN-POWERED VAV BOX)
Residential | Res ¦ Chilled Water Optimization | 2020 | SC C | MW | After Competition Groups | 0.0080852 | 0 | 0 | 58.7931 | 0.00013752 | 39 | Residential_2020_SC C_MW_After Competition Groups_39 | Chilled Water Optimization | 0.01375% | 0 | 0.0080852 | Residential_2020_SC C_MW_After Competition Groups_Chilled Water Optimization
Residential | Res ¦ Heat Recovery Ventilator | 2020 | SC C | MW | After Competition Groups | 0.0074186 | 0 | 0 | 58.7931 | 0.00012618 | 40 | Residential_2020_SC C_MW_After Competition Groups_40 | Heat Recovery Ventilator | 0.01262% | 0 | 0.0074186 | Residential_2020_SC C_MW_After Competition Groups_Heat Recovery Ventilator
Residential | Res ¦ Beverage Vending Machine Controls | 2020 | SC C | MW | After Competition Groups | 0.0060519 | 0 | 0 | 58.7931 | 0.00010294 | 41 | Residential_2020_SC C_MW_After Competition Groups_41 | Beverage Vending Machine Controls | 0.01029% | 0 | 0.0060519 | Residential_2020_SC C_MW_After Competition Groups_Beverage Vending Machine Controls
Residential | Res ¦ LED High Bay Fixture | 2020 | SC C | MW | After Competition Groups | 0.0020135 | 0 | 0 | 58.7931 | 3.4247e-05 | 42 | Residential_2020_SC C_MW_After Competition Groups_42 | LED High Bay Fixture | 0.003425% | 0 | 0.0020135 | Residential_2020_SC C_MW_After Competition Groups_LED High Bay Fixture
Residential | Res ¦ Wall Insulation | 2020 | SC C | MW | After Competition Groups | 0.00044623 | 0 | 0 | 58.7931 | 7.5898e-06 | 43 | Residential_2020_SC C_MW_After Competition Groups_43 | Wall Insulation | 0.000759% | 0 | 0.00044623 | Residential_2020_SC C_MW_After Competition Groups_Wall Insulation
Residential | Res ¦ Wall Insulation MF | 2020 | SC C | MW | After Competition Groups | 0.00032544 | 0 | 0 | 58.7931 | 5.5354e-06 | 44 | Residential_2020_SC C_MW_After Competition Groups_44 | Wall Insulation MF | 0.0005535% | 0 | 0.00032544 | Residential_2020_SC C_MW_After Competition Groups_Wall Insulation MF
Residential | Res ¦ Freezer Recycling | 2020 | SC C | MW | After Competition Groups | 4.5109e-05 | 0 | 0 | 58.7931 | 7.6726e-07 | 45 | Residential_2020_SC C_MW_After Competition Groups_45 | Freezer Recycling | 7.673e-05% | 0 | 4.5109e-05 | Residential_2020_SC C_MW_After Competition Groups_Freezer Recycling
Residential | Res ¦ Energy Star LED Bulbs General Purpose LEDs | 2020 | SC C | MW | After Competition Groups | 1.7491e-12 | 0 | 0 | 58.7931 | 2.975e-14 | 46 | Residential_2020_SC C_MW_After Competition Groups_46 | Energy Star LED Bulbs General Purpose LEDs | 2.975e-12% | 0 | 1.7491e-12 | Residential_2020_SC C_MW_After Competition Groups_Energy Star LED Bulbs General Purpose LEDs
Residential | Res ¦ Energy Star Clothes Dryer | 2020 | SC C | MW | After Competition Groups | 0 | 0 | 0 | 58.7931 | 0 | 47 | Residential_2020_SC C_MW_After Competition Groups_47 | Energy Star Clothes Dryer | 0% | 0 | 0 | Residential_2020_SC C_MW_After Competition Groups_Energy Star Clothes Dryer
Residential | Res ¦ Energy Star Dehumidifier | 2020 | SC C | MW | After Competition Groups | 0 | 0 | 0 | 58.7931 | 0 | 48 | Residential_2020_SC C_MW_After Competition Groups_48 | Energy Star Dehumidifier | 0% | 0 | 0 | Residential_2020_SC C_MW_After Competition Groups_Energy Star Dehumidifier
Residential | Res ¦ Energy Star Freezer | 2020 | SC C | MW | After Competition Groups | 0 | 0 | 0 | 58.7931 | 0 | 49 | Residential_2020_SC C_MW_After Competition Groups_49 | Energy Star Freezer | 0% | 0 | 0 | Residential_2020_SC C_MW_After Competition Groups_Energy Star Freezer
Residential | Res ¦ Home Energy Reports | 2020 | SC C | MW | After Competition Groups | 0 | 0 | 0 | 58.7931 | 0 | 50 | Residential_2020_SC C_MW_After Competition Groups_50 | Home Energy Reports | 0% | 0 | 0 | Residential_2020_SC C_MW_After Competition Groups_Home Energy Reports
Residential | Res ¦ LED Downlight | 2020 | SC C | MW | After Competition Groups | 0 | 0 | 0 | 58.7931 | 0 | 51 | Residential_2020_SC C_MW_After Competition Groups_51 | LED Downlight | 0% | 0 | 0 | Residential_2020_SC C_MW_After Competition Groups_LED Downlight
Residential | Res ¦ Smart Burners | 2020 | SC C | MW | After Competition Groups | 0 | 0 | 0 | 58.7931 | 0 | 52 | Residential_2020_SC C_MW_After Competition Groups_52 | Smart Burners | 0% | 0 | 0 | Residential_2020_SC C_MW_After Competition Groups_Smart Burners
Residential | Res ¦ Smart Power Bar | 2020 | SC C | MW | After Competition Groups | 0 | 0 | 0 | 58.7931 | 0 | 53 | Residential_2020_SC C_MW_After Competition Groups_53 | Smart Power Bar | 0% | 0 | 0 | Residential_2020_SC C_MW_After Competition Groups_Smart Power Bar
Residential | Res ¦ Tankless Water Heater | 2020 | SC C | MW | After Competition Groups | 0 | 0 | 0 | 58.7931 | 0 | 54 | Residential_2020_SC C_MW_After Competition Groups_54 | Tankless Water Heater | 0% | 0 | 0 | Residential_2020_SC C_MW_After Competition Groups_Tankless Water Heater
Residential | Res ¦ Energy Star LED Bulbs General Purpose LEDs | 2020 | SC D | MW | After Competition Groups | 10.3531 | 3672844.3791 | 3.6728 | 51.4058 | 0.2014 | 1 | Residential_2020_SC D_MW_After Competition Groups_1 | Energy Star LED Bulbs General Purpose LEDs | 20.14% | 3.6728 | 10.3531 | Residential_2020_SC D_MW_After Competition Groups_Energy Star LED Bulbs General Purpose LEDs
Residential | Res ¦ Ductless Mini-Split Heat Pump | 2020 | SC D | MW | After Competition Groups | 6.7315 | 1667816.6433 | 1.6678 | 51.4058 | 0.13095 | 2 | Residential_2020_SC D_MW_After Competition Groups_2 | Ductless Mini-Split Heat Pump | 13.09% | 1.6678 | 6.7315 | Residential_2020_SC D_MW_After Competition Groups_Ductless Mini-Split Heat Pump
Residential | Res ¦ Energy Star LED Specialty Bulbs | 2020 | SC D | MW | After Competition Groups | 4.7116 | 1549252.2687 | 1.5493 | 51.4058 | 0.091656 | 3 | Residential_2020_SC D_MW_After Competition Groups_3 | Energy Star LED Specialty Bulbs | 9.166% | 1.5493 | 4.7116 | Residential_2020_SC D_MW_After Competition Groups_Energy Star LED Specialty Bulbs
Residential | Res ¦ Energy Star Clothes Washer | 2020 | SC D | MW | After Competition Groups | 4.6337 | 2402288.4222 | 2.4023 | 51.4058 | 0.09014 | 4 | Residential_2020_SC D_MW_After Competition Groups_4 | Energy Star Clothes Washer | 9.014% | 2.4023 | 4.6337 | Residential_2020_SC D_MW_After Competition Groups_Energy Star Clothes Washer
Residential | Res ¦ Building Recommissioning, Operations and Maintenance (O&M) Improvements | 2020 | SC D | MW | After Competition Groups | 4.2885 | 373814.5226 | 0.37381 | 51.4058 | 0.083425 | 5 | Residential_2020_SC D_MW_After Competition Groups_5 | Building Recommissioning, Operations and Maintenance (O&M) Improvements | 8.342% | 0.37381 | 4.2885 | Residential_2020_SC D_MW_After Competition Groups_Building Recommissioning, Operations and Maintenance (O&M) Improvements
Residential | Res ¦ Adaptive Thermostat | 2020 | SC D | MW | After Competition Groups | 3.1121 | 1875735.5422 | 1.8757 | 51.4058 | 0.060539 | 6 | Residential_2020_SC D_MW_After Competition Groups_6 | Adaptive Thermostat | 6.054% | 1.8757 | 3.1121 | Residential_2020_SC D_MW_After Competition Groups_Adaptive Thermostat
Residential | Res ¦ Energy Star A Line, PAR, MR Lamps | 2020 | SC D | MW | After Competition Groups | 2.9472 | 407545.3099 | 0.40755 | 51.4058 | 0.057332 | 7 | Residential_2020_SC D_MW_After Competition Groups_7 | Energy Star A Line, PAR, MR Lamps | 5.733% | 0.40755 | 2.9472 | Residential_2020_SC D_MW_After Competition Groups_Energy Star A Line, PAR, MR Lamps
Residential | Res ¦ Variable Speed Pool Pump Motor | 2020 | SC D | MW | After Competition Groups | 2.1034 | 1041725.639 | 1.0417 | 51.4058 | 0.040917 | 8 | Residential_2020_SC D_MW_After Competition Groups_8 | Variable Speed Pool Pump Motor | 4.092% | 1.0417 | 2.1034 | Residential_2020_SC D_MW_After Competition Groups_Variable Speed Pool Pump Motor
Residential | Res ¦ Basement Wall Insulation | 2020 | SC D | MW | After Competition Groups | 1.7836 | 924930.8087 | 0.92493 | 51.4058 | 0.034697 | 9 | Residential_2020_SC D_MW_After Competition Groups_9 | Basement Wall Insulation | 3.47% | 0.92493 | 1.7836 | Residential_2020_SC D_MW_After Competition Groups_Basement Wall Insulation
Residential | Res ¦ Energy Star Room Air Conditioner | 2020 | SC D | MW | After Competition Groups | 1.7489 | 671370.6575 | 0.67137 | 51.4058 | 0.034022 | 10 | Residential_2020_SC D_MW_After Competition Groups_10 | Energy Star Room Air Conditioner | 3.402% | 0.67137 | 1.7489 | Residential_2020_SC D_MW_After Competition Groups_Energy Star Room Air Conditioner
Residential | Res ¦ High Efficiency Chiller (avg of water and air cooled) | 2020 | SC D | MW | After Competition Groups | 1.4101 | 168697.5769 | 0.1687 | 51.4058 | 0.027431 | 11 | Residential_2020_SC D_MW_After Competition Groups_11 | High Efficiency Chiller (avg of water and air cooled) | 2.743% | 0.1687 | 1.4101 | Residential_2020_SC D_MW_After Competition Groups_High Efficiency Chiller (avg of water and air cooled)
Residential | Res ¦ Energy Star Air Source Heat Pump | 2020 | SC D | MW | After Competition Groups | 0.92803 | 385858.0187 | 0.38586 | 51.4058 | 0.018053 | 12 | Residential_2020_SC D_MW_After Competition Groups_12 | Energy Star Air Source Heat Pump | 1.805% | 0.38586 | 0.92803 | Residential_2020_SC D_MW_After Competition Groups_Energy Star Air Source Heat Pump
Residential | Res ¦ Attic Insulation | 2020 | SC D | MW | After Competition Groups | 0.83569 | 721794.6832 | 0.72179 | 51.4058 | 0.016257 | 13 | Residential_2020_SC D_MW_After Competition Groups_13 | Attic Insulation | 1.626% | 0.72179 | 0.83569 | Residential_2020_SC D_MW_After Competition Groups_Attic Insulation
Residential | Res ¦ LED Tube Re-Lamp | 2020 | SC D | MW | After Competition Groups | 0.83317 | 432573.2473 | 0.43257 | 51.4058 | 0.016208 | 14 | Residential_2020_SC D_MW_After Competition Groups_14 | LED Tube Re-Lamp | 1.621% | 0.43257 | 0.83317 | Residential_2020_SC D_MW_After Competition Groups_LED Tube Re-Lamp
Residential | Res ¦ ENERGY STAR LED LAMPS (REFLECTOR LAMPs/MR16/PAR 16) | 2020 | SC D | MW | After Competition Groups | 0.75546 | 209219.0922 | 0.20922 | 51.4058 | 0.014696 | 15 | Residential_2020_SC D_MW_After Competition Groups_15 | ENERGY STAR LED LAMPS (REFLECTOR LAMPs/MR16/PAR 16) | 1.47% | 0.20922 | 0.75546 | Residential_2020_SC D_MW_After Competition Groups_ENERGY STAR LED LAMPS (REFLECTOR LAMPs/MR16/PAR 16)
Residential | Res ¦ Occupancy Sensors MF | 2020 | SC D | MW | After Competition Groups | 0.64959 | 9772.198 | 0.0097722 | 51.4058 | 0.012637 | 16 | Residential_2020_SC D_MW_After Competition Groups_16 | Occupancy Sensors MF | 1.264% | 0.0097722 | 0.64959 | Residential_2020_SC D_MW_After Competition Groups_Occupancy Sensors MF
Residential | Res ¦ Advanced BAS/Controllers | 2020 | SC D | MW | After Competition Groups | 0.62767 | 388442.3839 | 0.38844 | 51.4058 | 0.01221 | 17 | Residential_2020_SC D_MW_After Competition Groups_17 | Advanced BAS/Controllers | 1.221% | 0.38844 | 0.62767 | Residential_2020_SC D_MW_After Competition Groups_Advanced BAS/Controllers
Residential | Res ¦ Energy Star Torchiere | 2020 | SC D | MW | After Competition Groups | 0.46434 | 197995.3509 | 0.198 | 51.4058 | 0.0090329 | 18 | Residential_2020_SC D_MW_After Competition Groups_18 | Energy Star Torchiere | 0.9033% | 0.198 | 0.46434 | Residential_2020_SC D_MW_After Competition Groups_Energy Star Torchiere
Residential | Res ¦ Minimize Hot and Warm Clothes Wash | 2020 | SC D | MW | After Competition Groups | 0.40666 | 0 | 0 | 51.4058 | 0.0079108 | 19 | Residential_2020_SC D_MW_After Competition Groups_19 | Minimize Hot and Warm Clothes Wash | 0.7911% | 0 | 0.40666 | Residential_2020_SC D_MW_After Competition Groups_Minimize Hot and Warm Clothes Wash
Residential | Res ¦ Refrigerator Recycling | 2020 | SC D | MW | After Competition Groups | 0.3132 | 195121.4023 | 0.19512 | 51.4058 | 0.0060928 | 20 | Residential_2020_SC D_MW_After Competition Groups_20 | Refrigerator Recycling | 0.6093% | 0.19512 | 0.3132 | Residential_2020_SC D_MW_After Competition Groups_Refrigerator Recycling
Residential | Res ¦ Outside Air Economizer | 2020 | SC D | MW | After Competition Groups | 0.29135 | 141452.2073 | 0.14145 | 51.4058 | 0.0056677 | 21 | Residential_2020_SC D_MW_After Competition Groups_21 | Outside Air Economizer | 0.5668% | 0.14145 | 0.29135 | Residential_2020_SC D_MW_After Competition Groups_Outside Air Economizer
Residential | Res ¦ ENERGY STAR LED Lamps (General Service Lamps) | 2020 | SC D | MW | After Competition Groups | 0.23462 | 87827.6619 | 0.087828 | 51.4058 | 0.004564 | 22 | Residential_2020_SC D_MW_After Competition Groups_22 | ENERGY STAR LED Lamps (General Service Lamps) | 0.4564% | 0.087828 | 0.23462 | Residential_2020_SC D_MW_After Competition Groups_ENERGY STAR LED Lamps (General Service Lamps)
Residential | Res ¦ LED Parking Lot Fixture | 2020 | SC D | MW | After Competition Groups | 0.2234 | 0 | 0 | 51.4058 | 0.0043459 | 23 | Residential_2020_SC D_MW_After Competition Groups_23 | LED Parking Lot Fixture | 0.4346% | 0 | 0.2234 | Residential_2020_SC D_MW_After Competition Groups_LED Parking Lot Fixture
Residential | Res ¦ Energy Star Light Fixture | 2020 | SC D | MW | After Competition Groups | 0.16069 | 209093.2757 | 0.20909 | 51.4058 | 0.0031259 | 24 | Residential_2020_SC D_MW_After Competition Groups_24 | Energy Star Light Fixture | 0.3126% | 0.20909 | 0.16069 | Residential_2020_SC D_MW_After Competition Groups_Energy Star Light Fixture
Residential | Res ¦ Air Sealing | 2020 | SC D | MW | After Competition Groups | 0.15962 | 0 | 0 | 51.4058 | 0.0031052 | 25 | Residential_2020_SC D_MW_After Competition Groups_25 | Air Sealing | 0.3105% | 0 | 0.15962 | Residential_2020_SC D_MW_After Competition Groups_Air Sealing
Residential | Res ¦ Furnace Whistle | 2020 | SC D | MW | After Competition Groups | 0.106 | 15532.0919 | 0.015532 | 51.4058 | 0.0020621 | 26 | Residential_2020_SC D_MW_After Competition Groups_26 | Furnace Whistle | 0.2062% | 0.015532 | 0.106 | Residential_2020_SC D_MW_After Competition Groups_Furnace Whistle
Residential | Res ¦ LED Exterior Area Lights - LED Fixture (200W) | 2020 | SC D | MW | After Competition Groups | 0.083431 | 0 | 0 | 51.4058 | 0.001623 | 27 | Residential_2020_SC D_MW_After Competition Groups_27 | LED Exterior Area Lights - LED Fixture (200W) | 0.1623% | 0 | 0.083431 | Residential_2020_SC D_MW_After Competition Groups_LED Exterior Area Lights - LED Fixture (200W)
Residential | Res ¦ Comprehensive Draft Proofing | 2020 | SC D | MW | After Competition Groups | 0.081415 | 0 | 0 | 51.4058 | 0.0015838 | 28 | Residential_2020_SC D_MW_After Competition Groups_28 | Comprehensive Draft Proofing | 0.1584% | 0 | 0.081415 | Residential_2020_SC D_MW_After Competition Groups_Comprehensive Draft Proofing
Residential | Res ¦ Variable Frequency Drive (VFD) | 2020 | SC D | MW | After Competition Groups | 0.067667 | 44418.6294 | 0.044419 | 51.4058 | 0.0013163 | 29 | Residential_2020_SC D_MW_After Competition Groups_29 | Variable Frequency Drive (VFD) | 0.1316% | 0.044419 | 0.067667 | Residential_2020_SC D_MW_After Competition Groups_Variable Frequency Drive (VFD)
Residential | Res ¦ Floor Insulation | 2020 | SC D | MW | After Competition Groups | 0.059115 | 46232.5877 | 0.046233 | 51.4058 | 0.00115 | 30 | Residential_2020_SC D_MW_After Competition Groups_30 | Floor Insulation | 0.115% | 0.046233 | 0.059115 | Residential_2020_SC D_MW_After Competition Groups_Floor Insulation
Residential | Res ¦ CO Sensors for parking garage exhaust fans | 2020 | SC D | MW | After Competition Groups | 0.055422 | 35871.1565 | 0.035871 | 51.4058 | 0.0010781 | 31 | Residential_2020_SC D_MW_After Competition Groups_31 | CO Sensors for parking garage exhaust fans | 0.1078% | 0.035871 | 0.055422 | Residential_2020_SC D_MW_After Competition Groups_CO Sensors for parking garage exhaust fans
Residential | Res ¦ Water Heater Temperature Setback | 2020 | SC D | MW | After Competition Groups | 0.049913 | 6255.7147 | 0.0062557 | 51.4058 | 0.00097096 | 32 | Residential_2020_SC D_MW_After Competition Groups_32 | Water Heater Temperature Setback | 0.0971% | 0.0062557 | 0.049913 | Residential_2020_SC D_MW_After Competition Groups_Water Heater Temperature Setback
Residential | Res ¦ Demand Control Ventilation | 2020 | SC D | MW | After Competition Groups | 0.04726 | 0 | 0 | 51.4058 | 0.00091935 | 33 | Residential_2020_SC D_MW_After Competition Groups_33 | Demand Control Ventilation | 0.09194% | 0 | 0.04726 | Residential_2020_SC D_MW_After Competition Groups_Demand Control Ventilation
Residential | Res ¦ Clothes Drying Racks | 2020 | SC D | MW | After Competition Groups | 0.042373 | 0 | 0 | 51.4058 | 0.00082428 | 34 | Residential_2020_SC D_MW_After Competition Groups_34 | Clothes Drying Racks | 0.08243% | 0 | 0.042373 | Residential_2020_SC D_MW_After Competition Groups_Clothes Drying Racks
Residential | Res ¦ Duct Insulation | 2020 | SC D | MW | After Competition Groups | 0.028256 | 12750.6249 | 0.012751 | 51.4058 | 0.00054967 | 35 | Residential_2020_SC D_MW_After Competition Groups_35 | Duct Insulation | 0.05497% | 0.012751 | 0.028256 | Residential_2020_SC D_MW_After Competition Groups_Duct Insulation
Residential | Res ¦ VFD on Pumps | 2020 | SC D | MW | After Competition Groups | 0.01919 | 12550.9918 | 0.012551 | 51.4058 | 0.0003733 | 36 | Residential_2020_SC D_MW_After Competition Groups_36 | VFD on Pumps | 0.03733% | 0.012551 | 0.01919 | Residential_2020_SC D_MW_After Competition Groups_VFD on Pumps
Residential | Res ¦ Duct Insulation MF | 2020 | SC D | MW | After Competition Groups | 0.017966 | 11946.1327 | 0.011946 | 51.4058 | 0.00034949 | 37 | Residential_2020_SC D_MW_After Competition Groups_37 | Duct Insulation MF | 0.03495% | 0.011946 | 0.017966 | Residential_2020_SC D_MW_After Competition Groups_Duct Insulation MF
Residential | Res ¦ Condensing Make Up Air Unit | 2020 | SC D | MW | After Competition Groups | 0.013721 | 15852.6105 | 0.015853 | 51.4058 | 0.00026691 | 38 | Residential_2020_SC D_MW_After Competition Groups_38 | Condensing Make Up Air Unit | 0.02669% | 0.015853 | 0.013721 | Residential_2020_SC D_MW_After Competition Groups_Condensing Make Up Air Unit
Residential | Res ¦ ECM MOTORS FOR HVAC APPLICATION (FAN-POWERED VAV BOX) | 2020 | SC D | MW | After Competition Groups | 0.010512 | 7660.4612 | 0.0076605 | 51.4058 | 0.0002045 | 39 | Residential_2020_SC D_MW_After Competition Groups_39 | ECM MOTORS FOR HVAC APPLICATION (FAN-POWERED VAV BOX) | 0.02045% | 0.0076605 | 0.010512 | Residential_2020_SC D_MW_After Competition Groups_ECM MOTORS FOR HVAC APPLICATION (FAN-POWERED VAV BOX)
Residential | Res ¦ Chilled Water Optimization | 2020 | SC D | MW | After Competition Groups | 0.0080852 | 46.6888 | 4.6689e-05 | 51.4058 | 0.00015728 | 40 | Residential_2020_SC D_MW_After Competition Groups_40 | Chilled Water Optimization | 0.01573% | 4.6689e-05 | 0.0080852 | Residential_2020_SC D_MW_After Competition Groups_Chilled Water Optimization
Residential | Res ¦ Beverage Vending Machine Controls | 2020 | SC D | MW | After Competition Groups | 0.004762 | 1454.9511 | 0.001455 | 51.4058 | 9.2636e-05 | 41 | Residential_2020_SC D_MW_After Competition Groups_41 | Beverage Vending Machine Controls | 0.009264% | 0.001455 | 0.004762 | Residential_2020_SC D_MW_After Competition Groups_Beverage Vending Machine Controls
Residential | Res ¦ Heat Recovery Ventilator | 2020 | SC D | MW | After Competition Groups | 0.0023702 | 0 | 0 | 51.4058 | 4.6107e-05 | 42 | Residential_2020_SC D_MW_After Competition Groups_42 | Heat Recovery Ventilator | 0.004611% | 0 | 0.0023702 | Residential_2020_SC D_MW_After Competition Groups_Heat Recovery Ventilator
Residential | Res ¦ LED High Bay Fixture | 2020 | SC D | MW | After Competition Groups | 0.00060864 | 2167.3076 | 0.0021673 | 51.4058 | 1.184e-05 | 43 | Residential_2020_SC D_MW_After Competition Groups_43 | LED High Bay Fixture | 0.001184% | 0.0021673 | 0.00060864 | Residential_2020_SC D_MW_After Competition Groups_LED High Bay Fixture
Residential | Res ¦ Wall Insulation MF | 2020 | SC D | MW | After Competition Groups | 0.0002246 | 0 | 0 | 51.4058 | 4.3692e-06 | 44 | Residential_2020_SC D_MW_After Competition Groups_44 | Wall Insulation MF | 0.0004369% | 0 | 0.0002246 | Residential_2020_SC D_MW_After Competition Groups_Wall Insulation MF
Residential | Res ¦ Wall Insulation | 2020 | SC D | MW | After Competition Groups | 0.00020888 | 0 | 0 | 51.4058 | 4.0633e-06 | 45 | Residential_2020_SC D_MW_After Competition Groups_45 | Wall Insulation | 0.0004063% | 0 | 0.00020888 | Residential_2020_SC D_MW_After Competition Groups_Wall Insulation
Residential | Res ¦ Freezer Recycling | 2020 | SC D | MW | After Competition Groups | 4.5109e-05 | 0 | 0 | 51.4058 | 8.7752e-07 | 46 | Residential_2020_SC D_MW_After Competition Groups_46 | Freezer Recycling | 8.775e-05% | 0 | 4.5109e-05 | Residential_2020_SC D_MW_After Competition Groups_Freezer Recycling
Residential | Res ¦ Energy Star Clothes Dryer | 2020 | SC D | MW | After Competition Groups | 0 | 0 | 0 | 51.4058 | 0 | 47 | Residential_2020_SC D_MW_After Competition Groups_47 | Energy Star Clothes Dryer | 0% | 0 | 0 | Residential_2020_SC D_MW_After Competition Groups_Energy Star Clothes Dryer
Residential | Res ¦ Energy Star Dehumidifier | 2020 | SC D | MW | After Competition Groups | 0 | 0 | 0 | 51.4058 | 0 | 48 | Residential_2020_SC D_MW_After Competition Groups_48 | Energy Star Dehumidifier | 0% | 0 | 0 | Residential_2020_SC D_MW_After Competition Groups_Energy Star Dehumidifier
Residential | Res ¦ Energy Star Freezer | 2020 | SC D | MW | After Competition Groups | 0 | 0 | 0 | 51.4058 | 0 | 49 | Residential_2020_SC D_MW_After Competition Groups_49 | Energy Star Freezer | 0% | 0 | 0 | Residential_2020_SC D_MW_After Competition Groups_Energy Star Freezer
Residential | Res ¦ Home Energy Reports | 2020 | SC D | MW | After Competition Groups | 0 | 0 | 0 | 51.4058 | 0 | 50 | Residential_2020_SC D_MW_After Competition Groups_50 | Home Energy Reports | 0% | 0 | 0 | Residential_2020_SC D_MW_After Competition Groups_Home Energy Reports
Residential | Res ¦ LED Downlight | 2020 | SC D | MW | After Competition Groups | 0 | 0 | 0 | 51.4058 | 0 | 51 | Residential_2020_SC D_MW_After Competition Groups_51 | LED Downlight | 0% | 0 | 0 | Residential_2020_SC D_MW_After Competition Groups_LED Downlight
Residential | Res ¦ Smart Burners | 2020 | SC D | MW | After Competition Groups | 0 | 0 | 0 | 51.4058 | 0 | 52 | Residential_2020_SC D_MW_After Competition Groups_52 | Smart Burners | 0% | 0 | 0 | Residential_2020_SC D_MW_After Competition Groups_Smart Burners
Residential | Res ¦ Smart Power Bar | 2020 | SC D | MW | After Competition Groups | 0 | 0 | 0 | 51.4058 | 0 | 53 | Residential_2020_SC D_MW_After Competition Groups_53 | Smart Power Bar | 0% | 0 | 0 | Residential_2020_SC D_MW_After Competition Groups_Smart Power Bar
Residential | Res ¦ Tankless Water Heater | 2020 | SC D | MW | After Competition Groups | 0 | 0 | 0 | 51.4058 | 0 | 54 | Residential_2020_SC D_MW_After Competition Groups_54 | Tankless Water Heater | 0% | 0 | 0 | Residential_2020_SC D_MW_After Competition Groups_Tankless Water Heater
Residential | Res ¦ Energy Star Central Air Conditioner | 2020 | Technical | MW | After Competition Groups | 219.4703 | 0 | 0 | 1490.3795 | 0.14726 | 1 | Residential_2020_Technical_MW_After Competition Groups_1 | Energy Star Central Air Conditioner | 14.73% | 0 | 219.4703 | Residential_2020_Technical_MW_After Competition Groups_Energy Star Central Air Conditioner
Residential | Res ¦ Adaptive Thermostat | 2020 | Technical | MW | After Competition Groups | 184.4517 | 0 | 0 | 1490.3795 | 0.12376 | 2 | Residential_2020_Technical_MW_After Competition Groups_2 | Adaptive Thermostat | 12.38% | 0 | 184.4517 | Residential_2020_Technical_MW_After Competition Groups_Adaptive Thermostat
Residential | Res ¦ Building Recommissioning, Operations and Maintenance (O&M) Improvements | 2020 | Technical | MW | After Competition Groups | 95.4766 | 0 | 0 | 1490.3795 | 0.064062 | 3 | Residential_2020_Technical_MW_After Competition Groups_3 | Building Recommissioning, Operations and Maintenance (O&M) Improvements | 6.406% | 0 | 95.4766 | Residential_2020_Technical_MW_After Competition Groups_Building Recommissioning, Operations and Maintenance (O&M) Improvements
Residential | Res ¦ Basement Wall Insulation | 2020 | Technical | MW | After Competition Groups | 88.0635 | 0 | 0 | 1490.3795 | 0.059088 | 4 | Residential_2020_Technical_MW_After Competition Groups_4 | Basement Wall Insulation | 5.909% | 0 | 88.0635 | Residential_2020_Technical_MW_After Competition Groups_Basement Wall Insulation
Residential | Res ¦ Basement or Crawlspace Insulation | 2020 | Technical | MW | After Competition Groups | 73.1304 | 0 | 0 | 1490.3795 | 0.049068 | 5 | Residential_2020_Technical_MW_After Competition Groups_5 | Basement or Crawlspace Insulation | 4.907% | 0 | 73.1304 | Residential_2020_Technical_MW_After Competition Groups_Basement or Crawlspace Insulation
Residential | Res ¦ Smart Power Bar | 2020 | Technical | MW | After Competition Groups | 70.8 | 0 | 0 | 1490.3795 | 0.047505 | 6 | Residential_2020_Technical_MW_After Competition Groups_6 | Smart Power Bar | 4.75% | 0 | 70.8 | Residential_2020_Technical_MW_After Competition Groups_Smart Power Bar
Residential | Res ¦ Variable Speed Pool Pump Motor | 2020 | Technical | MW | After Competition Groups | 68.198 | 0 | 0 | 1490.3795 | 0.045759 | 7 | Residential_2020_Technical_MW_After Competition Groups_7 | Variable Speed Pool Pump Motor | 4.576% | 0 | 68.198 | Residential_2020_Technical_MW_After Competition Groups_Variable Speed Pool Pump Motor
Residential | Res ¦ Attic Insulation | 2020 | Technical | MW | After Competition Groups | 67.9353 | 0 | 0 | 1490.3795 | 0.045583 | 8 | Residential_2020_Technical_MW_After Competition Groups_8 | Attic Insulation | 4.558% | 0 | 67.9353 | Residential_2020_Technical_MW_After Competition Groups_Attic Insulation
Residential | Res ¦ Energy Star LED Bulbs General Purpose LEDs | 2020 | Technical | MW | After Competition Groups | 61.4876 | 0 | 0 | 1490.3795 | 0.041256 | 9 | Residential_2020_Technical_MW_After Competition Groups_9 | Energy Star LED Bulbs General Purpose LEDs | 4.126% | 0 | 61.4876 | Residential_2020_Technical_MW_After Competition Groups_Energy Star LED Bulbs General Purpose LEDs
Residential | Res ¦ Wall Insulation | 2020 | Technical | MW | After Competition Groups | 53.0783 | 0 | 0 | 1490.3795 | 0.035614 | 10 | Residential_2020_Technical_MW_After Competition Groups_10 | Wall Insulation | 3.561% | 0 | 53.0783 | Residential_2020_Technical_MW_After Competition Groups_Wall Insulation
Residential | Res ¦ Ductless Mini-Split Air Conditioner | 2020 | Technical | MW | After Competition Groups | 38.7953 | 0 | 0 | 1490.3795 | 0.026031 | 11 | Residential_2020_Technical_MW_After Competition Groups_11 | Ductless Mini-Split Air Conditioner | 2.603% | 0 | 38.7953 | Residential_2020_Technical_MW_After Competition Groups_Ductless Mini-Split Air Conditioner
Residential | Res ¦ Energy Star Ground Source Heat Pump | 2020 | Technical | MW | After Competition Groups | 33.7957 | 0 | 0 | 1490.3795 | 0.022676 | 12 | Residential_2020_Technical_MW_After Competition Groups_12 | Energy Star Ground Source Heat Pump | 2.268% | 0 | 33.7957 | Residential_2020_Technical_MW_After Competition Groups_Energy Star Ground Source Heat Pump
Residential | Res ¦ Ductless Mini-Split Heat Pump | 2020 | Technical | MW | After Competition Groups | 33.4847 | 0 | 0 | 1490.3795 | 0.022467 | 13 | Residential_2020_Technical_MW_After Competition Groups_13 | Ductless Mini-Split Heat Pump | 2.247% | 0 | 33.4847 | Residential_2020_Technical_MW_After Competition Groups_Ductless Mini-Split Heat Pump
Residential | Res ¦ Ceiling Insulation | 2020 | Technical | MW | After Competition Groups | 26.6067 | 0 | 0 | 1490.3795 | 0.017852 | 14 | Residential_2020_Technical_MW_After Competition Groups_14 | Ceiling Insulation | 1.785% | 0 | 26.6067 | Residential_2020_Technical_MW_After Competition Groups_Ceiling Insulation
Residential | Res ¦ Smart Burners | 2020 | Technical | MW | After Competition Groups | 21.9873 | 0 | 0 | 1490.3795 | 0.014753 | 15 | Residential_2020_Technical_MW_After Competition Groups_15 | Smart Burners | 1.475% | 0 | 21.9873 | Residential_2020_Technical_MW_After Competition Groups_Smart Burners
Residential | Res ¦ Duct Insulation | 2020 | Technical | MW | After Competition Groups | 21.8728 | 0 | 0 | 1490.3795 | 0.014676 | 16 | Residential_2020_Technical_MW_After Competition Groups_16 | Duct Insulation | 1.468% | 0 | 21.8728 | Residential_2020_Technical_MW_After Competition Groups_Duct Insulation
Residential | Res ¦ Variable Refrigerant Flow Heat Pump | 2020 | Technical | MW | After Competition Groups | 20.3567 | 0 | 0 | 1490.3795 | 0.013659 | 17 | Residential_2020_Technical_MW_After Competition Groups_17 | Variable Refrigerant Flow Heat Pump | 1.366% | 0 | 20.3567 | Residential_2020_Technical_MW_After Competition Groups_Variable Refrigerant Flow Heat Pump
Residential | Res ¦ Energy Star Refrigerator | 2020 | Technical | MW | After Competition Groups | 19.9369 | 0 | 0 | 1490.3795 | 0.013377 | 18 | Residential_2020_Technical_MW_After Competition Groups_18 | Energy Star Refrigerator | 1.338% | 0 | 19.9369 | Residential_2020_Technical_MW_After Competition Groups_Energy Star Refrigerator
Residential | Res ¦ Air Sealing | 2020 | Technical | MW | After Competition Groups | 18.7321 | 0 | 0 | 1490.3795 | 0.012569 | 19 | Residential_2020_Technical_MW_After Competition Groups_19 | Air Sealing | 1.257% | 0 | 18.7321 | Residential_2020_Technical_MW_After Competition Groups_Air Sealing
Residential | Res ¦ Heat Pump Clothes Dryer | 2020 | Technical | MW | After Competition Groups | 18.6814 | 0 | 0 | 1490.3795 | 0.012535 | 20 | Residential_2020_Technical_MW_After Competition Groups_20 | Heat Pump Clothes Dryer | 1.253% | 0 | 18.6814 | Residential_2020_Technical_MW_After Competition Groups_Heat Pump Clothes Dryer
Residential | Res ¦ Energy Star Clothes Washer | 2020 | Technical | MW | After Competition Groups | 17.9021 | 0 | 0 | 1490.3795 | 0.012012 | 21 | Residential_2020_Technical_MW_After Competition Groups_21 | Energy Star Clothes Washer | 1.201% | 0 | 17.9021 | Residential_2020_Technical_MW_After Competition Groups_Energy Star Clothes Washer
Residential | Res ¦ Central Air Conditioner Maintenance | 2020 | Technical | MW | After Competition Groups | 17.8049 | 0 | 0 | 1490.3795 | 0.011947 | 22 | Residential_2020_Technical_MW_After Competition Groups_22 | Central Air Conditioner Maintenance | 1.195% | 0 | 17.8049 | Residential_2020_Technical_MW_After Competition Groups_Central Air Conditioner Maintenance
Residential | Res ¦ Floor Insulation | 2020 | Technical | MW | After Competition Groups | 17.8049 | 0 | 0 | 1490.3795 | 0.011947 | 23 | Residential_2020_Technical_MW_After Competition Groups_23 | Floor Insulation | 1.195% | 0 | 17.8049 | Residential_2020_Technical_MW_After Competition Groups_Floor Insulation
Residential | Res ¦ Dehumidifier Recycling | 2020 | Technical | MW | After Competition Groups | 16.4233 | 0 | 0 | 1490.3795 | 0.01102 | 24 | Residential_2020_Technical_MW_After Competition Groups_24 | Dehumidifier Recycling | 1.102% | 0 | 16.4233 | Residential_2020_Technical_MW_After Competition Groups_Dehumidifier Recycling
Residential | Res ¦ Occupancy Sensors MF | 2020 | Technical | MW | After Competition Groups | 14.2549 | 0 | 0 | 1490.3795 | 0.0095646 | 25 | Residential_2020_Technical_MW_After Competition Groups_25 | Occupancy Sensors MF | 0.9565% | 0 | 14.2549 | Residential_2020_Technical_MW_After Competition Groups_Occupancy Sensors MF
Residential | Res ¦ Advanced BAS/Controllers | 2020 | Technical | MW | After Competition Groups | 13.9741 | 0 | 0 | 1490.3795 | 0.0093762 | 26 | Residential_2020_Technical_MW_After Competition Groups_26 | Advanced BAS/Controllers | 0.9376% | 0 | 13.9741 | Residential_2020_Technical_MW_After Competition Groups_Advanced BAS/Controllers
Residential | Res ¦ Clothes Drying Racks | 2020 | Technical | MW | After Competition Groups | 12.9316 | 0 | 0 | 1490.3795 | 0.0086767 | 27 | Residential_2020_Technical_MW_After Competition Groups_27 | Clothes Drying Racks | 0.8677% | 0 | 12.9316 | Residential_2020_Technical_MW_After Competition Groups_Clothes Drying Racks
Residential | Res ¦ Refrigerator Recycling | 2020 | Technical | MW | After Competition Groups | 10.9586 | 0 | 0 | 1490.3795 | 0.0073529 | 28 | Residential_2020_Technical_MW_After Competition Groups_28 | Refrigerator Recycling | 0.7353% | 0 | 10.9586 | Residential_2020_Technical_MW_After Competition Groups_Refrigerator Recycling
Residential | Res ¦ Freezer Recycling | 2020 | Technical | MW | After Competition Groups | 10.2089 | 0 | 0 | 1490.3795 | 0.0068499 | 29 | Residential_2020_Technical_MW_After Competition Groups_29 | Freezer Recycling | 0.685% | 0 | 10.2089 | Residential_2020_Technical_MW_After Competition Groups_Freezer Recycling
Residential | Res ¦ Energy Star Dehumidifier | 2020 | Technical | MW | After Competition Groups | 9.6497 | 0 | 0 | 1490.3795 | 0.0064747 | 30 | Residential_2020_Technical_MW_After Competition Groups_30 | Energy Star Dehumidifier | 0.6475% | 0 | 9.6497 | Residential_2020_Technical_MW_After Competition Groups_Energy Star Dehumidifier
Residential | Res ¦ Duct Insulation MF | 2020 | Technical | MW | After Competition Groups | 9.6493 | 0 | 0 | 1490.3795 | 0.0064744 | 31 | Residential_2020_Technical_MW_After Competition Groups_31 | Duct Insulation MF | 0.6474% | 0 | 9.6493 | Residential_2020_Technical_MW_After Competition Groups_Duct Insulation MF
Residential | Res ¦ Lighting Motion Sensors, Timers, Dimmers | 2020 | Technical | MW | After Competition Groups | 9.0402 | 0 | 0 | 1490.3795 | 0.0060657 | 32 | Residential_2020_Technical_MW_After Competition Groups_32 | Lighting Motion Sensors, Timers, Dimmers | 0.6066% | 0 | 9.0402 | Residential_2020_Technical_MW_After Competition Groups_Lighting Motion Sensors, Timers, Dimmers
Residential | Res ¦ INTEGRAL LED TROFFERS | 2020 | Technical | MW | After Competition Groups | 7.7992 | 0 | 0 | 1490.3795 | 0.0052331 | 33 | Residential_2020_Technical_MW_After Competition Groups_33 | INTEGRAL LED TROFFERS | 0.5233% | 0 | 7.7992 | Residential_2020_Technical_MW_After Competition Groups_INTEGRAL LED TROFFERS
Residential | Res ¦ Energy Star Windows | 2020 | Technical | MW | After Competition Groups | 7.5779 | 0 | 0 | 1490.3795 | 0.0050845 | 34 | Residential_2020_Technical_MW_After Competition Groups_34 | Energy Star Windows | 0.5085% | 0 | 7.5779 | Residential_2020_Technical_MW_After Competition Groups_Energy Star Windows
Residential | Res ¦ Furnace with ECM | 2020 | Technical | MW | After Competition Groups | 7.1761 | 0 | 0 | 1490.3795 | 0.0048149 | 35 | Residential_2020_Technical_MW_After Competition Groups_35 | Furnace with ECM | 0.4815% | 0 | 7.1761 | Residential_2020_Technical_MW_After Competition Groups_Furnace with ECM
Residential | Res ¦ Energy Star Light Fixture | 2020 | Technical | MW | After Competition Groups | 7.1633 | 0 | 0 | 1490.3795 | 0.0048064 | 36 | Residential_2020_Technical_MW_After Competition Groups_36 | Energy Star Light Fixture | 0.4806% | 0 | 7.1633 | Residential_2020_Technical_MW_After Competition Groups_Energy Star Light Fixture
Residential | Res ¦ Minimize Hot and Warm Clothes Wash | 2020 | Technical | MW | After Competition Groups | 5.4167 | 0 | 0 | 1490.3795 | 0.0036344 | 37 | Residential_2020_Technical_MW_After Competition Groups_37 | Minimize Hot and Warm Clothes Wash | 0.3634% | 0 | 5.4167 | Residential_2020_Technical_MW_After Competition Groups_Minimize Hot and Warm Clothes Wash
Residential | Res ¦ Passive Attic Ventilation | 2020 | Technical | MW | After Competition Groups | 4.6333 | 0 | 0 | 1490.3795 | 0.0031088 | 38 | Residential_2020_Technical_MW_After Competition Groups_38 | Passive Attic Ventilation | 0.3109% | 0 | 4.6333 | Residential_2020_Technical_MW_After Competition Groups_Passive Attic Ventilation
Residential | Res ¦ Energy Star Torchiere | 2020 | Technical | MW | After Competition Groups | 4.1891 | 0 | 0 | 1490.3795 | 0.0028108 | 39 | Residential_2020_Technical_MW_After Competition Groups_39 | Energy Star Torchiere | 0.2811% | 0 | 4.1891 | Residential_2020_Technical_MW_After Competition Groups_Energy Star Torchiere
Residential | Res ¦ Home Energy Reports | 2020 | Technical | MW | After Competition Groups | 3.9307 | 0 | 0 | 1490.3795 | 0.0026374 | 40 | Residential_2020_Technical_MW_After Competition Groups_40 | Home Energy Reports | 0.2637% | 0 | 3.9307 | Residential_2020_Technical_MW_After Competition Groups_Home Energy Reports
Residential | Res ¦ Early Hot Water Heater Replacement | 2020 | Technical | MW | After Competition Groups | 3.5153 | 0 | 0 | 1490.3795 | 0.0023587 | 41 | Residential_2020_Technical_MW_After Competition Groups_41 | Early Hot Water Heater Replacement | 0.2359% | 0 | 3.5153 | Residential_2020_Technical_MW_After Competition Groups_Early Hot Water Heater Replacement
Residential | Res ¦ Air Source Heat Pump Maintenance | 2020 | Technical | MW | After Competition Groups | 3.1145 | 0 | 0 | 1490.3795 | 0.0020897 | 42 | Residential_2020_Technical_MW_After Competition Groups_42 | Air Source Heat Pump Maintenance | 0.209% | 0 | 3.1145 | Residential_2020_Technical_MW_After Competition Groups_Air Source Heat Pump Maintenance
Residential | Res ¦ Outside Air Economizer | 2020 | Technical | MW | After Competition Groups | 2.7921 | 0 | 0 | 1490.3795 | 0.0018734 | 43 | Residential_2020_Technical_MW_After Competition Groups_43 | Outside Air Economizer | 0.1873% | 0 | 2.7921 | Residential_2020_Technical_MW_After Competition Groups_Outside Air Economizer
Residential | Res ¦ LED Downlight | 2020 | Technical | MW | After Competition Groups | 2.7808 | 0 | 0 | 1490.3795 | 0.0018658 | 44 | Residential_2020_Technical_MW_After Competition Groups_44 | LED Downlight | 0.1866% | 0 | 2.7808 | Residential_2020_Technical_MW_After Competition Groups_LED Downlight
Residential | Res ¦ Demand Control Ventilation | 2020 | Technical | MW | After Competition Groups | 2.4559 | 0 | 0 | 1490.3795 | 0.0016478 | 45 | Residential_2020_Technical_MW_After Competition Groups_45 | Demand Control Ventilation | 0.1648% | 0 | 2.4559 | Residential_2020_Technical_MW_After Competition Groups_Demand Control Ventilation
Residential | Res ¦ Drain Water Heat Recovery | 2020 | Technical | MW | After Competition Groups | 2.3611 | 0 | 0 | 1490.3795 | 0.0015842 | 46 | Residential_2020_Technical_MW_After Competition Groups_46 | Drain Water Heat Recovery | 0.1584% | 0 | 2.3611 | Residential_2020_Technical_MW_After Competition Groups_Drain Water Heat Recovery
Residential | Res ¦ Furnace Whistle | 2020 | Technical | MW | After Competition Groups | 2.36 | 0 | 0 | 1490.3795 | 0.0015835 | 47 | Residential_2020_Technical_MW_After Competition Groups_47 | Furnace Whistle | 0.1583% | 0 | 2.36 | Residential_2020_Technical_MW_After Competition Groups_Furnace Whistle
Residential | Res ¦ Window Film | 2020 | Technical | MW | After Competition Groups | 2.1717 | 0 | 0 | 1490.3795 | 0.0014571 | 48 | Residential_2020_Technical_MW_After Competition Groups_48 | Window Film | 0.1457% | 0 | 2.1717 | Residential_2020_Technical_MW_After Competition Groups_Window Film
Residential | Res ¦ Energy Star Freezer | 2020 | Technical | MW | After Competition Groups | 2.1207 | 0 | 0 | 1490.3795 | 0.0014229 | 49 | Residential_2020_Technical_MW_After Competition Groups_49 | Energy Star Freezer | 0.1423% | 0 | 2.1207 | Residential_2020_Technical_MW_After Competition Groups_Energy Star Freezer
Residential | Res ¦ Comprehensive Draft Proofing | 2020 | Technical | MW | After Competition Groups | 2.0054 | 0 | 0 | 1490.3795 | 0.0013456 | 50 | Residential_2020_Technical_MW_After Competition Groups_50 | Comprehensive Draft Proofing | 0.1346% | 0 | 2.0054 | Residential_2020_Technical_MW_After Competition Groups_Comprehensive Draft Proofing
Residential | Res ¦ Variable Frequency Drive (VFD) | 2020 | Technical | MW | After Competition Groups | 1.9451 | 0 | 0 | 1490.3795 | 0.0013051 | 51 | Residential_2020_Technical_MW_After Competition Groups_51 | Variable Frequency Drive (VFD) | 0.1305% | 0 | 1.9451 | Residential_2020_Technical_MW_After Competition Groups_Variable Frequency Drive (VFD)
Residential | Res ¦ High Efficiency Chiller (avg of water and air cooled) | 2020 | Technical | MW | After Competition Groups | 1.7964 | 0 | 0 | 1490.3795 | 0.0012053 | 52 | Residential_2020_Technical_MW_After Competition Groups_52 | High Efficiency Chiller (avg of water and air cooled) | 0.1205% | 0 | 1.7964 | Residential_2020_Technical_MW_After Competition Groups_High Efficiency Chiller (avg of water and air cooled)
Residential | Res ¦ ENERGY STAR LED LAMPS (REFLECTOR LAMPs/MR16/PAR 16) | 2020 | Technical | MW | After Competition Groups | 1.7812 | 0 | 0 | 1490.3795 | 0.0011952 | 53 | Residential_2020_Technical_MW_After Competition Groups_53 | ENERGY STAR LED LAMPS (REFLECTOR LAMPs/MR16/PAR 16) | 0.1195% | 0 | 1.7812 | Residential_2020_Technical_MW_After Competition Groups_ENERGY STAR LED LAMPS (REFLECTOR LAMPs/MR16/PAR 16)
Residential | Res ¦ CO Sensors for parking garage exhaust fans | 2020 | Technical | MW | After Competition Groups | 1.7616 | 0 | 0 | 1490.3795 | 0.001182 | 54 | Residential_2020_Technical_MW_After Competition Groups_54 | CO Sensors for parking garage exhaust fans | 0.1182% | 0 | 1.7616 | Residential_2020_Technical_MW_After Competition Groups_CO Sensors for parking garage exhaust fans
Residential | Res ¦ DHW Recirculation Systems | 2020 | Technical | MW | After Competition Groups | 1.5271 | 0 | 0 | 1490.3795 | 0.0010247 | 55 | Residential_2020_Technical_MW_After Competition Groups_55 | DHW Recirculation Systems | 0.1025% | 0 | 1.5271 | Residential_2020_Technical_MW_After Competition Groups_DHW Recirculation Systems
Residential | Res ¦ Central Lighting Control System | 2020 | Technical | MW | After Competition Groups | 1.3603 | 0 | 0 | 1490.3795 | 0.00091273 | 56 | Residential_2020_Technical_MW_After Competition Groups_56 | Central Lighting Control System | 0.09127% | 0 | 1.3603 | Residential_2020_Technical_MW_After Competition Groups_Central Lighting Control System
Residential | Res ¦ Water Heater Temperature Setback | 2020 | Technical | MW | After Competition Groups | 1.2302 | 0 | 0 | 1490.3795 | 0.00082541 | 57 | Residential_2020_Technical_MW_After Competition Groups_57 | Water Heater Temperature Setback | 0.08254% | 0 | 1.2302 | Residential_2020_Technical_MW_After Competition Groups_Water Heater Temperature Setback
Residential | Res ¦ LED Tube Re-Lamp | 2020 | Technical | MW | After Competition Groups | 1.1017 | 0 | 0 | 1490.3795 | 0.00073924 | 58 | Residential_2020_Technical_MW_After Competition Groups_58 | LED Tube Re-Lamp | 0.07392% | 0 | 1.1017 | Residential_2020_Technical_MW_After Competition Groups_LED Tube Re-Lamp
Residential | Res ¦ Heat Pump Water Heater | 2020 | Technical | MW | After Competition Groups | 1.0832 | 0 | 0 | 1490.3795 | 0.0007268 | 59 | Residential_2020_Technical_MW_After Competition Groups_59 | Heat Pump Water Heater | 0.07268% | 0 | 1.0832 | Residential_2020_Technical_MW_After Competition Groups_Heat Pump Water Heater
Residential | Res ¦ Energy Star Ceiling Fan/Lighting | 2020 | Technical | MW | After Competition Groups | 0.94716 | 0 | 0 | 1490.3795 | 0.00063552 | 60 | Residential_2020_Technical_MW_After Competition Groups_60 | Energy Star Ceiling Fan/Lighting | 0.06355% | 0 | 0.94716 | Residential_2020_Technical_MW_After Competition Groups_Energy Star Ceiling Fan/Lighting
Residential | Res ¦ Heat Recovery Ventilator | 2020 | Technical | MW | After Competition Groups | 0.80197 | 0 | 0 | 1490.3795 | 0.0005381 | 61 | Residential_2020_Technical_MW_After Competition Groups_61 | Heat Recovery Ventilator | 0.05381% | 0 | 0.80197 | Residential_2020_Technical_MW_After Competition Groups_Heat Recovery Ventilator
Residential | Res ¦ LED Parking Lot Fixture | 2020 | Technical | MW | After Competition Groups | 0.70153 | 0 | 0 | 1490.3795 | 0.0004707 | 62 | Residential_2020_Technical_MW_After Competition Groups_62 | LED Parking Lot Fixture | 0.04707% | 0 | 0.70153 | Residential_2020_Technical_MW_After Competition Groups_LED Parking Lot Fixture
Residential | Res ¦ VFD on Pumps | 2020 | Technical | MW | After Competition Groups | 0.59814 | 0 | 0 | 1490.3795 | 0.00040134 | 63 | Residential_2020_Technical_MW_After Competition Groups_63 | VFD on Pumps | 0.04013% | 0 | 0.59814 | Residential_2020_Technical_MW_After Competition Groups_VFD on Pumps
Residential | Res ¦ ENERGY STAR LED Lamps (General Service Lamps) | 2020 | Technical | MW | After Competition Groups | 0.55639 | 0 | 0 | 1490.3795 | 0.00037332 | 64 | Residential_2020_Technical_MW_After Competition Groups_64 | ENERGY STAR LED Lamps (General Service Lamps) | 0.03733% | 0 | 0.55639 | Residential_2020_Technical_MW_After Competition Groups_ENERGY STAR LED Lamps (General Service Lamps)
Residential | Res ¦ Energy Star Dishwasher | 2020 | Technical | MW | After Competition Groups | 0.54198 | 0 | 0 | 1490.3795 | 0.00036365 | 65 | Residential_2020_Technical_MW_After Competition Groups_65 | Energy Star Dishwasher | 0.03637% | 0 | 0.54198 | Residential_2020_Technical_MW_After Competition Groups_Energy Star Dishwasher
Residential | Res ¦ HVAC Optimization | 2020 | Technical | MW | After Competition Groups | 0.38573 | 0 | 0 | 1490.3795 | 0.00025881 | 66 | Residential_2020_Technical_MW_After Competition Groups_66 | HVAC Optimization | 0.02588% | 0 | 0.38573 | Residential_2020_Technical_MW_After Competition Groups_HVAC Optimization
Residential | Res ¦ Condensing Make Up Air Unit | 2020 | Technical | MW | After Competition Groups | 0.33235 | 0 | 0 | 1490.3795 | 0.000223 | 67 | Residential_2020_Technical_MW_After Competition Groups_67 | Condensing Make Up Air Unit | 0.0223% | 0 | 0.33235 | Residential_2020_Technical_MW_After Competition Groups_Condensing Make Up Air Unit
Residential | Res ¦ LED Exterior Area Lights - LED Fixture (200W) | 2020 | Technical | MW | After Competition Groups | 0.31952 | 0 | 0 | 1490.3795 | 0.00021439 | 68 | Residential_2020_Technical_MW_After Competition Groups_68 | LED Exterior Area Lights - LED Fixture (200W) | 0.02144% | 0 | 0.31952 | Residential_2020_Technical_MW_After Competition Groups_LED Exterior Area Lights - LED Fixture (200W)
Residential | Res ¦ ECM MOTORS FOR HVAC APPLICATION (FAN-POWERED VAV BOX) | 2020 | Technical | MW | After Competition Groups | 0.29304 | 0 | 0 | 1490.3795 | 0.00019662 | 69 | Residential_2020_Technical_MW_After Competition Groups_69 | ECM MOTORS FOR HVAC APPLICATION (FAN-POWERED VAV BOX) | 0.01966% | 0 | 0.29304 | Residential_2020_Technical_MW_After Competition Groups_ECM MOTORS FOR HVAC APPLICATION (FAN-POWERED VAV BOX)
Residential | Res ¦ Solar Powered Attic Fan | 2020 | Technical | MW | After Competition Groups | 0.25201 | 0 | 0 | 1490.3795 | 0.00016909 | 70 | Residential_2020_Technical_MW_After Competition Groups_70 | Solar Powered Attic Fan | 0.01691% | 0 | 0.25201 | Residential_2020_Technical_MW_After Competition Groups_Solar Powered Attic Fan
Residential | Res ¦ Wall Insulation MF | 2020 | Technical | MW | After Competition Groups | 0.1938 | 0 | 0 | 1490.3795 | 0.00013003 | 71 | Residential_2020_Technical_MW_After Competition Groups_71 | Wall Insulation MF | 0.013% | 0 | 0.1938 | Residential_2020_Technical_MW_After Competition Groups_Wall Insulation MF
Residential | Res ¦ Beverage Vending Machine Controls | 2020 | Technical | MW | After Competition Groups | 0.16012 | 0 | 0 | 1490.3795 | 0.00010743 | 72 | Residential_2020_Technical_MW_After Competition Groups_72 | Beverage Vending Machine Controls | 0.01074% | 0 | 0.16012 | Residential_2020_Technical_MW_After Competition Groups_Beverage Vending Machine Controls
Residential | Res ¦ Tankless Water Heater | 2020 | Technical | MW | After Competition Groups | 0.059077 | 0 | 0 | 1490.3795 | 3.9639e-05 | 73 | Residential_2020_Technical_MW_After Competition Groups_73 | Tankless Water Heater | 0.003964% | 0 | 0.059077 | Residential_2020_Technical_MW_After Competition Groups_Tankless Water Heater
Residential | Res ¦ Chilled Water Optimization | 2020 | Technical | MW | After Competition Groups | 0.047185 | 0 | 0 | 1490.3795 | 3.1659e-05 | 74 | Residential_2020_Technical_MW_After Competition Groups_74 | Chilled Water Optimization | 0.003166% | 0 | 0.047185 | Residential_2020_Technical_MW_After Competition Groups_Chilled Water Optimization
Residential | Res ¦ LED Recessed Downlights | 2020 | Technical | MW | After Competition Groups | 0.042097 | 0 | 0 | 1490.3795 | 2.8246e-05 | 75 | Residential_2020_Technical_MW_After Competition Groups_75 | LED Recessed Downlights | 0.002825% | 0 | 0.042097 | Residential_2020_Technical_MW_After Competition Groups_LED Recessed Downlights
Residential | Res ¦ LED High Bay Fixture | 2020 | Technical | MW | After Competition Groups | 0.035974 | 0 | 0 | 1490.3795 | 2.4138e-05 | 76 | Residential_2020_Technical_MW_After Competition Groups_76 | LED High Bay Fixture | 0.002414% | 0 | 0.035974 | Residential_2020_Technical_MW_After Competition Groups_LED High Bay Fixture
Residential | Res ¦ Radiant Barrier | 2020 | Technical | MW | After Competition Groups | 0.014961 | 0 | 0 | 1490.3795 | 1.0039e-05 | 77 | Residential_2020_Technical_MW_After Competition Groups_77 | Radiant Barrier | 0.001004% | 0 | 0.014961 | Residential_2020_Technical_MW_After Competition Groups_Radiant Barrier
Residential | Res ¦ Solar Water Preheat (Pools/DHW) | 2020 | Technical | MW | After Competition Groups | 0.0016158 | 0 | 0 | 1490.3795 | 1.0842e-06 | 78 | Residential_2020_Technical_MW_After Competition Groups_78 | Solar Water Preheat (Pools/DHW) | 0.0001084% | 0 | 0.0016158 | Residential_2020_Technical_MW_After Competition Groups_Solar Water Preheat (Pools/DHW)
Residential | Res ¦ Photocell Controls (Outdoor) | 2020 | Technical | MW | After Competition Groups | 8.4329e-05 | 0 | 0 | 1490.3795 | 5.6582e-08 | 79 | Residential_2020_Technical_MW_After Competition Groups_79 | Photocell Controls (Outdoor) | 5.658e-06% | 0 | 8.4329e-05 | Residential_2020_Technical_MW_After Competition Groups_Photocell Controls (Outdoor)
Residential | Res ¦ Energy Star A Line, PAR, MR Lamps | 2020 | Technical | MW | After Competition Groups | 0 | 0 | 0 | 1490.3795 | 0 | 80 | Residential_2020_Technical_MW_After Competition Groups_80 | Energy Star A Line, PAR, MR Lamps | 0% | 0 | 0 | Residential_2020_Technical_MW_After Competition Groups_Energy Star A Line, PAR, MR Lamps
Residential | Res ¦ Adaptive Thermostat | 2021 | Economic | MW | After Competition Groups | 185.967 | 0 | 0 | 859.2005 | 0.21644 | 1 | Residential_2021_Economic_MW_After Competition Groups_1 | Adaptive Thermostat | 21.64% | 0 | 185.967 | Residential_2021_Economic_MW_After Competition Groups_Adaptive Thermostat
Residential | Res ¦ Building Recommissioning, Operations and Maintenance (O&M) Improvements | 2021 | Economic | MW | After Competition Groups | 93.9681 | 0 | 0 | 859.2005 | 0.10937 | 2 | Residential_2021_Economic_MW_After Competition Groups_2 | Building Recommissioning, Operations and Maintenance (O&M) Improvements | 10.94% | 0 | 93.9681 | Residential_2021_Economic_MW_After Competition Groups_Building Recommissioning, Operations and Maintenance (O&M) Improvements
Residential | Res ¦ Basement Wall Insulation | 2021 | Economic | MW | After Competition Groups | 86.6721 | 0 | 0 | 859.2005 | 0.10088 | 3 | Residential_2021_Economic_MW_After Competition Groups_3 | Basement Wall Insulation | 10.09% | 0 | 86.6721 | Residential_2021_Economic_MW_After Competition Groups_Basement Wall Insulation
Residential | Res ¦ Variable Speed Pool Pump Motor | 2021 | Economic | MW | After Competition Groups | 67.1205 | 0 | 0 | 859.2005 | 0.07812 | 4 | Residential_2021_Economic_MW_After Competition Groups_4 | Variable Speed Pool Pump Motor | 7.812% | 0 | 67.1205 | Residential_2021_Economic_MW_After Competition Groups_Variable Speed Pool Pump Motor
Residential | Res ¦ Attic Insulation | 2021 | Economic | MW | After Competition Groups | 66.862 | 0 | 0 | 859.2005 | 0.077819 | 5 | Residential_2021_Economic_MW_After Competition Groups_5 | Attic Insulation | 7.782% | 0 | 66.862 | Residential_2021_Economic_MW_After Competition Groups_Attic Insulation
Residential | Res ¦ Energy Star LED Bulbs General Purpose LEDs | 2021 | Economic | MW | After Competition Groups | 61.4876 | 0 | 0 | 859.2005 | 0.071564 | 6 | Residential_2021_Economic_MW_After Competition Groups_6 | Energy Star LED Bulbs General Purpose LEDs | 7.156% | 0 | 61.4876 | Residential_2021_Economic_MW_After Competition Groups_Energy Star LED Bulbs General Purpose LEDs
Residential | Res ¦ Ductless Mini-Split Heat Pump | 2021 | Economic | MW | After Competition Groups | 49.1725 | 0 | 0 | 859.2005 | 0.057231 | 7 | Residential_2021_Economic_MW_After Competition Groups_7 | Ductless Mini-Split Heat Pump | 5.723% | 0 | 49.1725 | Residential_2021_Economic_MW_After Competition Groups_Ductless Mini-Split Heat Pump
Residential | Res ¦ Energy Star Air Source Heat Pump | 2021 | Economic | MW | After Competition Groups | 28.0706 | 0 | 0 | 859.2005 | 0.032671 | 8 | Residential_2021_Economic_MW_After Competition Groups_8 | Energy Star Air Source Heat Pump | 3.267% | 0 | 28.0706 | Residential_2021_Economic_MW_After Competition Groups_Energy Star Air Source Heat Pump
Residential | Res ¦ Energy Star Clothes Washer | 2021 | Economic | MW | After Competition Groups | 25.9111 | 0 | 0 | 859.2005 | 0.030157 | 9 | Residential_2021_Economic_MW_After Competition Groups_9 | Energy Star Clothes Washer | 3.016% | 0 | 25.9111 | Residential_2021_Economic_MW_After Competition Groups_Energy Star Clothes Washer
Residential | Res ¦ Energy Star Room Air Conditioner | 2021 | Economic | MW | After Competition Groups | 21.3174 | 0 | 0 | 859.2005 | 0.024811 | 10 | Residential_2021_Economic_MW_After Competition Groups_10 | Energy Star Room Air Conditioner | 2.481% | 0 | 21.3174 | Residential_2021_Economic_MW_After Competition Groups_Energy Star Room Air Conditioner
Residential | Res ¦ Air Sealing | 2021 | Economic | MW | After Competition Groups | 18.4362 | 0 | 0 | 859.2005 | 0.021457 | 11 | Residential_2021_Economic_MW_After Competition Groups_11 | Air Sealing | 2.146% | 0 | 18.4362 | Residential_2021_Economic_MW_After Competition Groups_Air Sealing
Residential | Res ¦ Floor Insulation | 2021 | Economic | MW | After Competition Groups | 17.5235 | 0 | 0 | 859.2005 | 0.020395 | 12 | Residential_2021_Economic_MW_After Competition Groups_12 | Floor Insulation | 2.04% | 0 | 17.5235 | Residential_2021_Economic_MW_After Competition Groups_Floor Insulation
Residential | Res ¦ Duct Insulation | 2021 | Economic | MW | After Competition Groups | 16.1097 | 0 | 0 | 859.2005 | 0.01875 | 13 | Residential_2021_Economic_MW_After Competition Groups_13 | Duct Insulation | 1.875% | 0 | 16.1097 | Residential_2021_Economic_MW_After Competition Groups_Duct Insulation
Residential | Res ¦ Advanced BAS/Controllers | 2021 | Economic | MW | After Competition Groups | 13.7533 | 0 | 0 | 859.2005 | 0.016007 | 14 | Residential_2021_Economic_MW_After Competition Groups_14 | Advanced BAS/Controllers | 1.601% | 0 | 13.7533 | Residential_2021_Economic_MW_After Competition Groups_Advanced BAS/Controllers
Residential | Res ¦ Occupancy Sensors MF | 2021 | Economic | MW | After Competition Groups | 13.6296 | 0 | 0 | 859.2005 | 0.015863 | 15 | Residential_2021_Economic_MW_After Competition Groups_15 | Occupancy Sensors MF | 1.586% | 0 | 13.6296 | Residential_2021_Economic_MW_After Competition Groups_Occupancy Sensors MF
Residential | Res ¦ Clothes Drying Racks | 2021 | Economic | MW | After Competition Groups | 12.7273 | 0 | 0 | 859.2005 | 0.014813 | 16 | Residential_2021_Economic_MW_After Competition Groups_16 | Clothes Drying Racks | 1.481% | 0 | 12.7273 | Residential_2021_Economic_MW_After Competition Groups_Clothes Drying Racks
Residential | Res ¦ Refrigerator Recycling | 2021 | Economic | MW | After Competition Groups | 10.7855 | 0 | 0 | 859.2005 | 0.012553 | 17 | Residential_2021_Economic_MW_After Competition Groups_17 | Refrigerator Recycling | 1.255% | 0 | 10.7855 | Residential_2021_Economic_MW_After Competition Groups_Refrigerator Recycling
Residential | Res ¦ Freezer Recycling | 2021 | Economic | MW | After Competition Groups | 10.0476 | 0 | 0 | 859.2005 | 0.011694 | 18 | Residential_2021_Economic_MW_After Competition Groups_18 | Freezer Recycling | 1.169% | 0 | 10.0476 | Residential_2021_Economic_MW_After Competition Groups_Freezer Recycling
Residential | Res ¦ Energy Star A Line, PAR, MR Lamps | 2021 | Economic | MW | After Competition Groups | 10.0324 | 0 | 0 | 859.2005 | 0.011676 | 19 | Residential_2021_Economic_MW_After Competition Groups_19 | Energy Star A Line, PAR, MR Lamps | 1.168% | 0 | 10.0324 | Residential_2021_Economic_MW_After Competition Groups_Energy Star A Line, PAR, MR Lamps
Residential | Res ¦ Duct Insulation MF | 2021 | Economic | MW | After Competition Groups | 6.7582 | 0 | 0 | 859.2005 | 0.0078657 | 20 | Residential_2021_Economic_MW_After Competition Groups_20 | Duct Insulation MF | 0.7866% | 0 | 6.7582 | Residential_2021_Economic_MW_After Competition Groups_Duct Insulation MF
Residential | Res ¦ Energy Star Torchiere | 2021 | Economic | MW | After Competition Groups | 5.8914 | 0 | 0 | 859.2005 | 0.0068568 | 21 | Residential_2021_Economic_MW_After Competition Groups_21 | Energy Star Torchiere | 0.6857% | 0 | 5.8914 | Residential_2021_Economic_MW_After Competition Groups_Energy Star Torchiere
Residential | Res ¦ Minimize Hot and Warm Clothes Wash | 2021 | Economic | MW | After Competition Groups | 5.3311 | 0 | 0 | 859.2005 | 0.0062047 | 22 | Residential_2021_Economic_MW_After Competition Groups_22 | Minimize Hot and Warm Clothes Wash | 0.6205% | 0 | 5.3311 | Residential_2021_Economic_MW_After Competition Groups_Minimize Hot and Warm Clothes Wash
Residential | Res ¦ Energy Star Clothes Dryer | 2021 | Economic | MW | After Competition Groups | 3.8774 | 0 | 0 | 859.2005 | 0.0045128 | 23 | Residential_2021_Economic_MW_After Competition Groups_23 | Energy Star Clothes Dryer | 0.4513% | 0 | 3.8774 | Residential_2021_Economic_MW_After Competition Groups_Energy Star Clothes Dryer
Residential | Res ¦ Outside Air Economizer | 2021 | Economic | MW | After Competition Groups | 2.843 | 0 | 0 | 859.2005 | 0.0033089 | 24 | Residential_2021_Economic_MW_After Competition Groups_24 | Outside Air Economizer | 0.3309% | 0 | 2.843 | Residential_2021_Economic_MW_After Competition Groups_Outside Air Economizer
Residential | Res ¦ High Efficiency Chiller (avg of water and air cooled) | 2021 | Economic | MW | After Competition Groups | 2.648 | 0 | 0 | 859.2005 | 0.0030819 | 25 | Residential_2021_Economic_MW_After Competition Groups_25 | High Efficiency Chiller (avg of water and air cooled) | 0.3082% | 0 | 2.648 | Residential_2021_Economic_MW_After Competition Groups_High Efficiency Chiller (avg of water and air cooled)
Residential | Res ¦ Energy Star Light Fixture | 2021 | Economic | MW | After Competition Groups | 2.4654 | 0 | 0 | 859.2005 | 0.0028694 | 26 | Residential_2021_Economic_MW_After Competition Groups_26 | Energy Star Light Fixture | 0.2869% | 0 | 2.4654 | Residential_2021_Economic_MW_After Competition Groups_Energy Star Light Fixture
Residential | Res ¦ Demand Control Ventilation | 2021 | Economic | MW | After Competition Groups | 2.4171 | 0 | 0 | 859.2005 | 0.0028132 | 27 | Residential_2021_Economic_MW_After Competition Groups_27 | Demand Control Ventilation | 0.2813% | 0 | 2.4171 | Residential_2021_Economic_MW_After Competition Groups_Demand Control Ventilation
Residential | Res ¦ Furnace Whistle | 2021 | Economic | MW | After Competition Groups | 2.3227 | 0 | 0 | 859.2005 | 0.0027033 | 28 | Residential_2021_Economic_MW_After Competition Groups_28 | Furnace Whistle | 0.2703% | 0 | 2.3227 | Residential_2021_Economic_MW_After Competition Groups_Furnace Whistle
Residential | Res ¦ Comprehensive Draft Proofing | 2021 | Economic | MW | After Competition Groups | 1.9737 | 0 | 0 | 859.2005 | 0.0022972 | 29 | Residential_2021_Economic_MW_After Competition Groups_29 | Comprehensive Draft Proofing | 0.2297% | 0 | 1.9737 | Residential_2021_Economic_MW_After Competition Groups_Comprehensive Draft Proofing
Residential | Res ¦ Variable Frequency Drive (VFD) | 2021 | Economic | MW | After Competition Groups | 1.9144 | 0 | 0 | 859.2005 | 0.0022281 | 30 | Residential_2021_Economic_MW_After Competition Groups_30 | Variable Frequency Drive (VFD) | 0.2228% | 0 | 1.9144 | Residential_2021_Economic_MW_After Competition Groups_Variable Frequency Drive (VFD)
Residential | Res ¦ ENERGY STAR LED LAMPS (REFLECTOR LAMPs/MR16/PAR 16) | 2021 | Economic | MW | After Competition Groups | 1.8926 | 0 | 0 | 859.2005 | 0.0022027 | 31 | Residential_2021_Economic_MW_After Competition Groups_31 | ENERGY STAR LED LAMPS (REFLECTOR LAMPs/MR16/PAR 16) | 0.2203% | 0 | 1.8926 | Residential_2021_Economic_MW_After Competition Groups_ENERGY STAR LED LAMPS (REFLECTOR LAMPs/MR16/PAR 16)
Residential | Res ¦ CO Sensors for parking garage exhaust fans | 2021 | Economic | MW | After Competition Groups | 1.7937 | 0 | 0 | 859.2005 | 0.0020877 | 32 | Residential_2021_Economic_MW_After Competition Groups_32 | CO Sensors for parking garage exhaust fans | 0.2088% | 0 | 1.7937 | Residential_2021_Economic_MW_After Competition Groups_CO Sensors for parking garage exhaust fans
Residential | Res ¦ LED Tube Re-Lamp | 2021 | Economic | MW | After Competition Groups | 1.5507 | 0 | 0 | 859.2005 | 0.0018048 | 33 | Residential_2021_Economic_MW_After Competition Groups_33 | LED Tube Re-Lamp | 0.1805% | 0 | 1.5507 | Residential_2021_Economic_MW_After Competition Groups_LED Tube Re-Lamp
Residential | Res ¦ Water Heater Temperature Setback | 2021 | Economic | MW | After Competition Groups | 1.2107 | 0 | 0 | 859.2005 | 0.0014092 | 34 | Residential_2021_Economic_MW_After Competition Groups_34 | Water Heater Temperature Setback | 0.1409% | 0 | 1.2107 | Residential_2021_Economic_MW_After Competition Groups_Water Heater Temperature Setback
Residential | Res ¦ Heat Recovery Ventilator | 2021 | Economic | MW | After Competition Groups | 1.154 | 0 | 0 | 859.2005 | 0.0013431 | 35 | Residential_2021_Economic_MW_After Competition Groups_35 | Heat Recovery Ventilator | 0.1343% | 0 | 1.154 | Residential_2021_Economic_MW_After Competition Groups_Heat Recovery Ventilator
Residential | Res ¦ LED Parking Lot Fixture | 2021 | Economic | MW | After Competition Groups | 0.76093 | 0 | 0 | 859.2005 | 0.00088563 | 36 | Residential_2021_Economic_MW_After Competition Groups_36 | LED Parking Lot Fixture | 0.08856% | 0 | 0.76093 | Residential_2021_Economic_MW_After Competition Groups_LED Parking Lot Fixture
Residential | Res ¦ VFD on Pumps | 2021 | Economic | MW | After Competition Groups | 0.58869 | 0 | 0 | 859.2005 | 0.00068516 | 37 | Residential_2021_Economic_MW_After Competition Groups_37 | VFD on Pumps | 0.06852% | 0 | 0.58869 | Residential_2021_Economic_MW_After Competition Groups_VFD on Pumps
Residential | Res ¦ Condensing Make Up Air Unit | 2021 | Economic | MW | After Competition Groups | 0.4889 | 0 | 0 | 859.2005 | 0.00056902 | 38 | Residential_2021_Economic_MW_After Competition Groups_38 | Condensing Make Up Air Unit | 0.0569% | 0 | 0.4889 | Residential_2021_Economic_MW_After Competition Groups_Condensing Make Up Air Unit
Residential | Res ¦ ENERGY STAR LED Lamps (General Service Lamps) | 2021 | Economic | MW | After Competition Groups | 0.41974 | 0 | 0 | 859.2005 | 0.00048852 | 39 | Residential_2021_Economic_MW_After Competition Groups_39 | ENERGY STAR LED Lamps (General Service Lamps) | 0.04885% | 0 | 0.41974 | Residential_2021_Economic_MW_After Competition Groups_ENERGY STAR LED Lamps (General Service Lamps)
Residential | Res ¦ LED Exterior Area Lights - LED Fixture (200W) | 2021 | Economic | MW | After Competition Groups | 0.34553 | 0 | 0 | 859.2005 | 0.00040215 | 40 | Residential_2021_Economic_MW_After Competition Groups_40 | LED Exterior Area Lights - LED Fixture (200W) | 0.04021% | 0 | 0.34553 | Residential_2021_Economic_MW_After Competition Groups_LED Exterior Area Lights - LED Fixture (200W)
Residential | Res ¦ ECM MOTORS FOR HVAC APPLICATION (FAN-POWERED VAV BOX) | 2021 | Economic | MW | After Competition Groups | 0.29831 | 0 | 0 | 859.2005 | 0.0003472 | 41 | Residential_2021_Economic_MW_After Competition Groups_41 | ECM MOTORS FOR HVAC APPLICATION (FAN-POWERED VAV BOX) | 0.03472% | 0 | 0.29831 | Residential_2021_Economic_MW_After Competition Groups_ECM MOTORS FOR HVAC APPLICATION (FAN-POWERED VAV BOX)
Residential | Res ¦ Wall Insulation | 2021 | Economic | MW | After Competition Groups | 0.25189 | 0 | 0 | 859.2005 | 0.00029317 | 42 | Residential_2021_Economic_MW_After Competition Groups_42 | Wall Insulation | 0.02932% | 0 | 0.25189 | Residential_2021_Economic_MW_After Competition Groups_Wall Insulation
Residential | Res ¦ Beverage Vending Machine Controls | 2021 | Economic | MW | After Competition Groups | 0.17676 | 0 | 0 | 859.2005 | 0.00020573 | 43 | Residential_2021_Economic_MW_After Competition Groups_43 | Beverage Vending Machine Controls | 0.02057% | 0 | 0.17676 | Residential_2021_Economic_MW_After Competition Groups_Beverage Vending Machine Controls
Residential | Res ¦ Home Energy Reports | 2021 | Economic | MW | After Competition Groups | 0.11275 | 0 | 0 | 859.2005 | 0.00013123 | 44 | Residential_2021_Economic_MW_After Competition Groups_44 | Home Energy Reports | 0.01312% | 0 | 0.11275 | Residential_2021_Economic_MW_After Competition Groups_Home Energy Reports
Residential | Res ¦ Chilled Water Optimization | 2021 | Economic | MW | After Competition Groups | 0.069263 | 0 | 0 | 859.2005 | 8.0613e-05 | 45 | Residential_2021_Economic_MW_After Competition Groups_45 | Chilled Water Optimization | 0.008061% | 0 | 0.069263 | Residential_2021_Economic_MW_After Competition Groups_Chilled Water Optimization
Residential | Res ¦ LED High Bay Fixture | 2021 | Economic | MW | After Competition Groups | 0.034396 | 0 | 0 | 859.2005 | 4.0033e-05 | 46 | Residential_2021_Economic_MW_After Competition Groups_46 | LED High Bay Fixture | 0.004003% | 0 | 0.034396 | Residential_2021_Economic_MW_After Competition Groups_LED High Bay Fixture
Residential | Res ¦ Wall Insulation MF | 2021 | Economic | MW | After Competition Groups | 0.015266 | 0 | 0 | 859.2005 | 1.7768e-05 | 47 | Residential_2021_Economic_MW_After Competition Groups_47 | Wall Insulation MF | 0.001777% | 0 | 0.015266 | Residential_2021_Economic_MW_After Competition Groups_Wall Insulation MF
Residential | Res ¦ Energy Star Dehumidifier | 2021 | Economic | MW | After Competition Groups | 0 | 0 | 0 | 859.2005 | 0 | 48 | Residential_2021_Economic_MW_After Competition Groups_48 | Energy Star Dehumidifier | 0% | 0 | 0 | Residential_2021_Economic_MW_After Competition Groups_Energy Star Dehumidifier
Residential | Res ¦ Energy Star Freezer | 2021 | Economic | MW | After Competition Groups | 0 | 0 | 0 | 859.2005 | 0 | 49 | Residential_2021_Economic_MW_After Competition Groups_49 | Energy Star Freezer | 0% | 0 | 0 | Residential_2021_Economic_MW_After Competition Groups_Energy Star Freezer
Residential | Res ¦ LED Downlight | 2021 | Economic | MW | After Competition Groups | 0 | 0 | 0 | 859.2005 | 0 | 50 | Residential_2021_Economic_MW_After Competition Groups_50 | LED Downlight | 0% | 0 | 0 | Residential_2021_Economic_MW_After Competition Groups_LED Downlight
Residential | Res ¦ Smart Burners | 2021 | Economic | MW | After Competition Groups | 0 | 0 | 0 | 859.2005 | 0 | 51 | Residential_2021_Economic_MW_After Competition Groups_51 | Smart Burners | 0% | 0 | 0 | Residential_2021_Economic_MW_After Competition Groups_Smart Burners
Residential | Res ¦ Smart Power Bar | 2021 | Economic | MW | After Competition Groups | 0 | 0 | 0 | 859.2005 | 0 | 52 | Residential_2021_Economic_MW_After Competition Groups_52 | Smart Power Bar | 0% | 0 | 0 | Residential_2021_Economic_MW_After Competition Groups_Smart Power Bar
Residential | Res ¦ Tankless Water Heater | 2021 | Economic | MW | After Competition Groups | 0 | 0 | 0 | 859.2005 | 0 | 53 | Residential_2021_Economic_MW_After Competition Groups_53 | Tankless Water Heater | 0% | 0 | 0 | Residential_2021_Economic_MW_After Competition Groups_Tankless Water Heater
Residential | Res ¦ Energy Star LED Specialty Bulbs | 2021 | SC A | MW | After Competition Groups | 16.8881 | 0 | 0 | 73.7004 | 0.22915 | 1 | Residential_2021_SC A_MW_After Competition Groups_1 | Energy Star LED Specialty Bulbs | 22.91% | 0 | 16.8881 | Residential_2021_SC A_MW_After Competition Groups_Energy Star LED Specialty Bulbs
Residential | Res ¦ Ductless Mini-Split Heat Pump | 2021 | SC A | MW | After Competition Groups | 10.8013 | 0 | 0 | 73.7004 | 0.14656 | 2 | Residential_2021_SC A_MW_After Competition Groups_2 | Ductless Mini-Split Heat Pump | 14.66% | 0 | 10.8013 | Residential_2021_SC A_MW_After Competition Groups_Ductless Mini-Split Heat Pump
Residential | Res ¦ Energy Star Clothes Washer | 2021 | SC A | MW | After Competition Groups | 7.954 | 0 | 0 | 73.7004 | 0.10792 | 3 | Residential_2021_SC A_MW_After Competition Groups_3 | Energy Star Clothes Washer | 10.79% | 0 | 7.954 | Residential_2021_SC A_MW_After Competition Groups_Energy Star Clothes Washer
Residential | Res ¦ Building Recommissioning, Operations and Maintenance (O&M) Improvements | 2021 | SC A | MW | After Competition Groups | 6.8706 | 0 | 0 | 73.7004 | 0.093224 | 4 | Residential_2021_SC A_MW_After Competition Groups_4 | Building Recommissioning, Operations and Maintenance (O&M) Improvements | 9.322% | 0 | 6.8706 | Residential_2021_SC A_MW_After Competition Groups_Building Recommissioning, Operations and Maintenance (O&M) Improvements
Residential | Res ¦ Adaptive Thermostat | 2021 | SC A | MW | After Competition Groups | 5.1548 | 0 | 0 | 73.7004 | 0.069942 | 5 | Residential_2021_SC A_MW_After Competition Groups_5 | Adaptive Thermostat | 6.994% | 0 | 5.1548 | Residential_2021_SC A_MW_After Competition Groups_Adaptive Thermostat
Residential | Res ¦ Energy Star A Line, PAR, MR Lamps | 2021 | SC A | MW | After Competition Groups | 3.9327 | 0 | 0 | 73.7004 | 0.053361 | 6 | Residential_2021_SC A_MW_After Competition Groups_6 | Energy Star A Line, PAR, MR Lamps | 5.336% | 0 | 3.9327 | Residential_2021_SC A_MW_After Competition Groups_Energy Star A Line, PAR, MR Lamps
Residential | Res ¦ Variable Speed Pool Pump Motor | 2021 | SC A | MW | After Competition Groups | 3.557 | 0 | 0 | 73.7004 | 0.048262 | 7 | Residential_2021_SC A_MW_After Competition Groups_7 | Variable Speed Pool Pump Motor | 4.826% | 0 | 3.557 | Residential_2021_SC A_MW_After Competition Groups_Variable Speed Pool Pump Motor
Residential | Res ¦ Basement Wall Insulation | 2021 | SC A | MW | After Competition Groups | 2.9039 | 0 | 0 | 73.7004 | 0.039402 | 8 | Residential_2021_SC A_MW_After Competition Groups_8 | Basement Wall Insulation | 3.94% | 0 | 2.9039 | Residential_2021_SC A_MW_After Competition Groups_Basement Wall Insulation
Residential | Res ¦ High Efficiency Chiller (avg of water and air cooled) | 2021 | SC A | MW | After Competition Groups | 2.112 | 0 | 0 | 73.7004 | 0.028657 | 9 | Residential_2021_SC A_MW_After Competition Groups_9 | High Efficiency Chiller (avg of water and air cooled) | 2.866% | 0 | 2.112 | Residential_2021_SC A_MW_After Competition Groups_High Efficiency Chiller (avg of water and air cooled)
Residential | Res ¦ Energy Star Room Air Conditioner | 2021 | SC A | MW | After Competition Groups | 1.6489 | 0 | 0 | 73.7004 | 0.022373 | 10 | Residential_2021_SC A_MW_After Competition Groups_10 | Energy Star Room Air Conditioner | 2.237% | 0 | 1.6489 | Residential_2021_SC A_MW_After Competition Groups_Energy Star Room Air Conditioner
Residential | Res ¦ Energy Star Air Source Heat Pump | 2021 | SC A | MW | After Competition Groups | 1.5825 | 0 | 0 | 73.7004 | 0.021472 | 11 | Residential_2021_SC A_MW_After Competition Groups_11 | Energy Star Air Source Heat Pump | 2.147% | 0 | 1.5825 | Residential_2021_SC A_MW_After Competition Groups_Energy Star Air Source Heat Pump
Residential | Res ¦ LED Tube Re-Lamp | 2021 | SC A | MW | After Competition Groups | 1.2187 | 0 | 0 | 73.7004 | 0.016535 | 12 | Residential_2021_SC A_MW_After Competition Groups_12 | LED Tube Re-Lamp | 1.654% | 0 | 1.2187 | Residential_2021_SC A_MW_After Competition Groups_LED Tube Re-Lamp
Residential | Res ¦ Attic Insulation | 2021 | SC A | MW | After Competition Groups | 1.0649 | 0 | 0 | 73.7004 | 0.014448 | 13 | Residential_2021_SC A_MW_After Competition Groups_13 | Attic Insulation | 1.445% | 0 | 1.0649 | Residential_2021_SC A_MW_After Competition Groups_Attic Insulation
Residential | Res ¦ Occupancy Sensors MF | 2021 | SC A | MW | After Competition Groups | 1.0241 | 0 | 0 | 73.7004 | 0.013896 | 14 | Residential_2021_SC A_MW_After Competition Groups_14 | Occupancy Sensors MF | 1.39% | 0 | 1.0241 | Residential_2021_SC A_MW_After Competition Groups_Occupancy Sensors MF
Residential | Res ¦ ENERGY STAR LED LAMPS (REFLECTOR LAMPs/MR16/PAR 16) | 2021 | SC A | MW | After Competition Groups | 0.97964 | 0 | 0 | 73.7004 | 0.013292 | 15 | Residential_2021_SC A_MW_After Competition Groups_15 | ENERGY STAR LED LAMPS (REFLECTOR LAMPs/MR16/PAR 16) | 1.329% | 0 | 0.97964 | Residential_2021_SC A_MW_After Competition Groups_ENERGY STAR LED LAMPS (REFLECTOR LAMPs/MR16/PAR 16)
Residential | Res ¦ Energy Star Torchiere | 2021 | SC A | MW | After Competition Groups | 0.86133 | 0 | 0 | 73.7004 | 0.011687 | 16 | Residential_2021_SC A_MW_After Competition Groups_16 | Energy Star Torchiere | 1.169% | 0 | 0.86133 | Residential_2021_SC A_MW_After Competition Groups_Energy Star Torchiere
Residential | Res ¦ Advanced BAS/Controllers | 2021 | SC A | MW | After Competition Groups | 0.69403 | 0 | 0 | 73.7004 | 0.0094169 | 17 | Residential_2021_SC A_MW_After Competition Groups_17 | Advanced BAS/Controllers | 0.9417% | 0 | 0.69403 | Residential_2021_SC A_MW_After Competition Groups_Advanced BAS/Controllers
Residential | Res ¦ Minimize Hot and Warm Clothes Wash | 2021 | SC A | MW | After Competition Groups | 0.60999 | 0 | 0 | 73.7004 | 0.0082767 | 18 | Residential_2021_SC A_MW_After Competition Groups_18 | Minimize Hot and Warm Clothes Wash | 0.8277% | 0 | 0.60999 | Residential_2021_SC A_MW_After Competition Groups_Minimize Hot and Warm Clothes Wash
Residential | Res ¦ Refrigerator Recycling | 2021 | SC A | MW | After Competition Groups | 0.5863 | 0 | 0 | 73.7004 | 0.0079552 | 19 | Residential_2021_SC A_MW_After Competition Groups_19 | Refrigerator Recycling | 0.7955% | 0 | 0.5863 | Residential_2021_SC A_MW_After Competition Groups_Refrigerator Recycling
Residential | Res ¦ Outside Air Economizer | 2021 | SC A | MW | After Competition Groups | 0.44731 | 0 | 0 | 73.7004 | 0.0060693 | 20 | Residential_2021_SC A_MW_After Competition Groups_20 | Outside Air Economizer | 0.6069% | 0 | 0.44731 | Residential_2021_SC A_MW_After Competition Groups_Outside Air Economizer
Residential | Res ¦ Energy Star Light Fixture | 2021 | SC A | MW | After Competition Groups | 0.39034 | 0 | 0 | 73.7004 | 0.0052963 | 21 | Residential_2021_SC A_MW_After Competition Groups_21 | Energy Star Light Fixture | 0.5296% | 0 | 0.39034 | Residential_2021_SC A_MW_After Competition Groups_Energy Star Light Fixture
Residential | Res ¦ Air Sealing | 2021 | SC A | MW | After Competition Groups | 0.37131 | 0 | 0 | 73.7004 | 0.0050381 | 22 | Residential_2021_SC A_MW_After Competition Groups_22 | Air Sealing | 0.5038% | 0 | 0.37131 | Residential_2021_SC A_MW_After Competition Groups_Air Sealing
Residential | Res ¦ LED Parking Lot Fixture | 2021 | SC A | MW | After Competition Groups | 0.31425 | 0 | 0 | 73.7004 | 0.0042639 | 23 | Residential_2021_SC A_MW_After Competition Groups_23 | LED Parking Lot Fixture | 0.4264% | 0 | 0.31425 | Residential_2021_SC A_MW_After Competition Groups_LED Parking Lot Fixture
Residential | Res ¦ ENERGY STAR LED Lamps (General Service Lamps) | 2021 | SC A | MW | After Competition Groups | 0.2693 | 0 | 0 | 73.7004 | 0.0036539 | 24 | Residential_2021_SC A_MW_After Competition Groups_24 | ENERGY STAR LED Lamps (General Service Lamps) | 0.3654% | 0 | 0.2693 | Residential_2021_SC A_MW_After Competition Groups_ENERGY STAR LED Lamps (General Service Lamps)
Residential | Res ¦ Energy Star Clothes Dryer | 2021 | SC A | MW | After Competition Groups | 0.23446 | 0 | 0 | 73.7004 | 0.0031812 | 25 | Residential_2021_SC A_MW_After Competition Groups_25 | Energy Star Clothes Dryer | 0.3181% | 0 | 0.23446 | Residential_2021_SC A_MW_After Competition Groups_Energy Star Clothes Dryer
Residential | Res ¦ Furnace Whistle | 2021 | SC A | MW | After Competition Groups | 0.16983 | 0 | 0 | 73.7004 | 0.0023043 | 26 | Residential_2021_SC A_MW_After Competition Groups_26 | Furnace Whistle | 0.2304% | 0 | 0.16983 | Residential_2021_SC A_MW_After Competition Groups_Furnace Whistle
Residential | Res ¦ Comprehensive Draft Proofing | 2021 | SC A | MW | After Competition Groups | 0.14059 | 0 | 0 | 73.7004 | 0.0019076 | 27 | Residential_2021_SC A_MW_After Competition Groups_27 | Comprehensive Draft Proofing | 0.1908% | 0 | 0.14059 | Residential_2021_SC A_MW_After Competition Groups_Comprehensive Draft Proofing
Residential | Res ¦ Variable Frequency Drive (VFD) | 2021 | SC A | MW | After Competition Groups | 0.13997 | 0 | 0 | 73.7004 | 0.0018992 | 28 | Residential_2021_SC A_MW_After Competition Groups_28 | Variable Frequency Drive (VFD) | 0.1899% | 0 | 0.13997 | Residential_2021_SC A_MW_After Competition Groups_Variable Frequency Drive (VFD)
Residential | Res ¦ LED Exterior Area Lights - LED Fixture (200W) | 2021 | SC A | MW | After Competition Groups | 0.1366 | 0 | 0 | 73.7004 | 0.0018535 | 29 | Residential_2021_SC A_MW_After Competition Groups_29 | LED Exterior Area Lights - LED Fixture (200W) | 0.1854% | 0 | 0.1366 | Residential_2021_SC A_MW_After Competition Groups_LED Exterior Area Lights - LED Fixture (200W)
Residential | Res ¦ Demand Control Ventilation | 2021 | SC A | MW | After Competition Groups | 0.10734 | 0 | 0 | 73.7004 | 0.0014564 | 30 | Residential_2021_SC A_MW_After Competition Groups_30 | Demand Control Ventilation | 0.1456% | 0 | 0.10734 | Residential_2021_SC A_MW_After Competition Groups_Demand Control Ventilation
Residential | Res ¦ CO Sensors for parking garage exhaust fans | 2021 | SC A | MW | After Competition Groups | 0.10549 | 0 | 0 | 73.7004 | 0.0014313 | 31 | Residential_2021_SC A_MW_After Competition Groups_31 | CO Sensors for parking garage exhaust fans | 0.1431% | 0 | 0.10549 | Residential_2021_SC A_MW_After Competition Groups_CO Sensors for parking garage exhaust fans
Residential | Res ¦ Water Heater Temperature Setback | 2021 | SC A | MW | After Competition Groups | 0.087918 | 0 | 0 | 73.7004 | 0.0011929 | 32 | Residential_2021_SC A_MW_After Competition Groups_32 | Water Heater Temperature Setback | 0.1193% | 0 | 0.087918 | Residential_2021_SC A_MW_After Competition Groups_Water Heater Temperature Setback
Residential | Res ¦ Floor Insulation | 2021 | SC A | MW | After Competition Groups | 0.074699 | 0 | 0 | 73.7004 | 0.0010136 | 33 | Residential_2021_SC A_MW_After Competition Groups_33 | Floor Insulation | 0.1014% | 0 | 0.074699 | Residential_2021_SC A_MW_After Competition Groups_Floor Insulation
Residential | Res ¦ Clothes Drying Racks | 2021 | SC A | MW | After Competition Groups | 0.064388 | 0 | 0 | 73.7004 | 0.00087364 | 34 | Residential_2021_SC A_MW_After Competition Groups_34 | Clothes Drying Racks | 0.08736% | 0 | 0.064388 | Residential_2021_SC A_MW_After Competition Groups_Clothes Drying Racks
Residential | Res ¦ Duct Insulation | 2021 | SC A | MW | After Competition Groups | 0.048349 | 0 | 0 | 73.7004 | 0.00065603 | 35 | Residential_2021_SC A_MW_After Competition Groups_35 | Duct Insulation | 0.0656% | 0 | 0.048349 | Residential_2021_SC A_MW_After Competition Groups_Duct Insulation
Residential | Res ¦ VFD on Pumps | 2021 | SC A | MW | After Competition Groups | 0.040102 | 0 | 0 | 73.7004 | 0.00054412 | 36 | Residential_2021_SC A_MW_After Competition Groups_36 | VFD on Pumps | 0.05441% | 0 | 0.040102 | Residential_2021_SC A_MW_After Competition Groups_VFD on Pumps
Residential | Res ¦ Duct Insulation MF | 2021 | SC A | MW | After Competition Groups | 0.025724 | 0 | 0 | 73.7004 | 0.00034904 | 37 | Residential_2021_SC A_MW_After Competition Groups_37 | Duct Insulation MF | 0.0349% | 0 | 0.025724 | Residential_2021_SC A_MW_After Competition Groups_Duct Insulation MF
Residential | Res ¦ Condensing Make Up Air Unit | 2021 | SC A | MW | After Competition Groups | 0.02527 | 0 | 0 | 73.7004 | 0.00034288 | 38 | Residential_2021_SC A_MW_After Competition Groups_38 | Condensing Make Up Air Unit | 0.03429% | 0 | 0.02527 | Residential_2021_SC A_MW_After Competition Groups_Condensing Make Up Air Unit
Residential | Res ¦ ECM MOTORS FOR HVAC APPLICATION (FAN-POWERED VAV BOX) | 2021 | SC A | MW | After Competition Groups | 0.021646 | 0 | 0 | 73.7004 | 0.0002937 | 39 | Residential_2021_SC A_MW_After Competition Groups_39 | ECM MOTORS FOR HVAC APPLICATION (FAN-POWERED VAV BOX) | 0.02937% | 0 | 0.021646 | Residential_2021_SC A_MW_After Competition Groups_ECM MOTORS FOR HVAC APPLICATION (FAN-POWERED VAV BOX)
Residential | Res ¦ Chilled Water Optimization | 2021 | SC A | MW | After Competition Groups | 0.013295 | 0 | 0 | 73.7004 | 0.0001804 | 40 | Residential_2021_SC A_MW_After Competition Groups_40 | Chilled Water Optimization | 0.01804% | 0 | 0.013295 | Residential_2021_SC A_MW_After Competition Groups_Chilled Water Optimization
Residential | Res ¦ Beverage Vending Machine Controls | 2021 | SC A | MW | After Competition Groups | 0.0094126 | 0 | 0 | 73.7004 | 0.00012771 | 41 | Residential_2021_SC A_MW_After Competition Groups_41 | Beverage Vending Machine Controls | 0.01277% | 0 | 0.0094126 | Residential_2021_SC A_MW_After Competition Groups_Beverage Vending Machine Controls
Residential | Res ¦ Heat Recovery Ventilator | 2021 | SC A | MW | After Competition Groups | 0.0078108 | 0 | 0 | 73.7004 | 0.00010598 | 42 | Residential_2021_SC A_MW_After Competition Groups_42 | Heat Recovery Ventilator | 0.0106% | 0 | 0.0078108 | Residential_2021_SC A_MW_After Competition Groups_Heat Recovery Ventilator
Residential | Res ¦ Home Energy Reports | 2021 | SC A | MW | After Competition Groups | 0.0072025 | 0 | 0 | 73.7004 | 9.7727e-05 | 43 | Residential_2021_SC A_MW_After Competition Groups_43 | Home Energy Reports | 0.009773% | 0 | 0.0072025 | Residential_2021_SC A_MW_After Competition Groups_Home Energy Reports
Residential | Res ¦ LED High Bay Fixture | 2021 | SC A | MW | After Competition Groups | 0.0019425 | 0 | 0 | 73.7004 | 2.6356e-05 | 44 | Residential_2021_SC A_MW_After Competition Groups_44 | LED High Bay Fixture | 0.002636% | 0 | 0.0019425 | Residential_2021_SC A_MW_After Competition Groups_LED High Bay Fixture
Residential | Res ¦ Wall Insulation | 2021 | SC A | MW | After Competition Groups | 0.00057584 | 0 | 0 | 73.7004 | 7.8132e-06 | 45 | Residential_2021_SC A_MW_After Competition Groups_45 | Wall Insulation | 0.0007813% | 0 | 0.00057584 | Residential_2021_SC A_MW_After Competition Groups_Wall Insulation
Residential | Res ¦ Wall Insulation MF | 2021 | SC A | MW | After Competition Groups | 0.00051203 | 0 | 0 | 73.7004 | 6.9474e-06 | 46 | Residential_2021_SC A_MW_After Competition Groups_46 | Wall Insulation MF | 0.0006947% | 0 | 0.00051203 | Residential_2021_SC A_MW_After Competition Groups_Wall Insulation MF
Residential | Res ¦ Freezer Recycling | 2021 | SC A | MW | After Competition Groups | 6.7132e-05 | 0 | 0 | 73.7004 | 9.1087e-07 | 47 | Residential_2021_SC A_MW_After Competition Groups_47 | Freezer Recycling | 9.109e-05% | 0 | 6.7132e-05 | Residential_2021_SC A_MW_After Competition Groups_Freezer Recycling
Residential | Res ¦ Energy Star LED Bulbs General Purpose LEDs | 2021 | SC A | MW | After Competition Groups | 6.4599e-09 | 0 | 0 | 73.7004 | 8.7651e-11 | 48 | Residential_2021_SC A_MW_After Competition Groups_48 | Energy Star LED Bulbs General Purpose LEDs | 8.765e-09% | 0 | 6.4599e-09 | Residential_2021_SC A_MW_After Competition Groups_Energy Star LED Bulbs General Purpose LEDs
Residential | Res ¦ Energy Star Dehumidifier | 2021 | SC A | MW | After Competition Groups | 0 | 0 | 0 | 73.7004 | 0 | 49 | Residential_2021_SC A_MW_After Competition Groups_49 | Energy Star Dehumidifier | 0% | 0 | 0 | Residential_2021_SC A_MW_After Competition Groups_Energy Star Dehumidifier
Residential | Res ¦ Energy Star Freezer | 2021 | SC A | MW | After Competition Groups | 0 | 0 | 0 | 73.7004 | 0 | 50 | Residential_2021_SC A_MW_After Competition Groups_50 | Energy Star Freezer | 0% | 0 | 0 | Residential_2021_SC A_MW_After Competition Groups_Energy Star Freezer
Residential | Res ¦ LED Downlight | 2021 | SC A | MW | After Competition Groups | 0 | 0 | 0 | 73.7004 | 0 | 51 | Residential_2021_SC A_MW_After Competition Groups_51 | LED Downlight | 0% | 0 | 0 | Residential_2021_SC A_MW_After Competition Groups_LED Downlight
Residential | Res ¦ Smart Burners | 2021 | SC A | MW | After Competition Groups | 0 | 0 | 0 | 73.7004 | 0 | 52 | Residential_2021_SC A_MW_After Competition Groups_52 | Smart Burners | 0% | 0 | 0 | Residential_2021_SC A_MW_After Competition Groups_Smart Burners
Residential | Res ¦ Smart Power Bar | 2021 | SC A | MW | After Competition Groups | 0 | 0 | 0 | 73.7004 | 0 | 53 | Residential_2021_SC A_MW_After Competition Groups_53 | Smart Power Bar | 0% | 0 | 0 | Residential_2021_SC A_MW_After Competition Groups_Smart Power Bar
Residential | Res ¦ Tankless Water Heater | 2021 | SC A | MW | After Competition Groups | 0 | 0 | 0 | 73.7004 | 0 | 54 | Residential_2021_SC A_MW_After Competition Groups_54 | Tankless Water Heater | 0% | 0 | 0 | Residential_2021_SC A_MW_After Competition Groups_Tankless Water Heater
Residential | Res ¦ Building Recommissioning, Operations and Maintenance (O&M) Improvements | 2021 | SC B | MW | After Competition Groups | 18.4112 | 0 | 0 | 124.7558 | 0.14758 | 1 | Residential_2021_SC B_MW_After Competition Groups_1 | Building Recommissioning, Operations and Maintenance (O&M) Improvements | 14.76% | 0 | 18.4112 | Residential_2021_SC B_MW_After Competition Groups_Building Recommissioning, Operations and Maintenance (O&M) Improvements
Residential | Res ¦ Variable Speed Pool Pump Motor | 2021 | SC B | MW | After Competition Groups | 13.1497 | 0 | 0 | 124.7558 | 0.1054 | 2 | Residential_2021_SC B_MW_After Competition Groups_2 | Variable Speed Pool Pump Motor | 10.54% | 0 | 13.1497 | Residential_2021_SC B_MW_After Competition Groups_Variable Speed Pool Pump Motor
Residential | Res ¦ Energy Star Clothes Washer | 2021 | SC B | MW | After Competition Groups | 12.9374 | 0 | 0 | 124.7558 | 0.1037 | 3 | Residential_2021_SC B_MW_After Competition Groups_3 | Energy Star Clothes Washer | 10.37% | 0 | 12.9374 | Residential_2021_SC B_MW_After Competition Groups_Energy Star Clothes Washer
Residential | Res ¦ Ductless Mini-Split Heat Pump | 2021 | SC B | MW | After Competition Groups | 12.0466 | 0 | 0 | 124.7558 | 0.096562 | 4 | Residential_2021_SC B_MW_After Competition Groups_4 | Ductless Mini-Split Heat Pump | 9.656% | 0 | 12.0466 | Residential_2021_SC B_MW_After Competition Groups_Ductless Mini-Split Heat Pump
Residential | Res ¦ Adaptive Thermostat | 2021 | SC B | MW | After Competition Groups | 11.2413 | 0 | 0 | 124.7558 | 0.090107 | 5 | Residential_2021_SC B_MW_After Competition Groups_5 | Adaptive Thermostat | 9.011% | 0 | 11.2413 | Residential_2021_SC B_MW_After Competition Groups_Adaptive Thermostat
Residential | Res ¦ Energy Star LED Bulbs General Purpose LEDs | 2021 | SC B | MW | After Competition Groups | 8.8546 | 0 | 0 | 124.7558 | 0.070976 | 6 | Residential_2021_SC B_MW_After Competition Groups_6 | Energy Star LED Bulbs General Purpose LEDs | 7.098% | 0 | 8.8546 | Residential_2021_SC B_MW_After Competition Groups_Energy Star LED Bulbs General Purpose LEDs
Residential | Res ¦ Energy Star LED Specialty Bulbs | 2021 | SC B | MW | After Competition Groups | 8.207 | 0 | 0 | 124.7558 | 0.065785 | 7 | Residential_2021_SC B_MW_After Competition Groups_7 | Energy Star LED Specialty Bulbs | 6.578% | 0 | 8.207 | Residential_2021_SC B_MW_After Competition Groups_Energy Star LED Specialty Bulbs
Residential | Res ¦ Energy Star A Line, PAR, MR Lamps | 2021 | SC B | MW | After Competition Groups | 4.6786 | 0 | 0 | 124.7558 | 0.037502 | 8 | Residential_2021_SC B_MW_After Competition Groups_8 | Energy Star A Line, PAR, MR Lamps | 3.75% | 0 | 4.6786 | Residential_2021_SC B_MW_After Competition Groups_Energy Star A Line, PAR, MR Lamps
Residential | Res ¦ Energy Star Room Air Conditioner | 2021 | SC B | MW | After Competition Groups | 3.0531 | 0 | 0 | 124.7558 | 0.024473 | 9 | Residential_2021_SC B_MW_After Competition Groups_9 | Energy Star Room Air Conditioner | 2.447% | 0 | 3.0531 | Residential_2021_SC B_MW_After Competition Groups_Energy Star Room Air Conditioner
Residential | Res ¦ Basement Wall Insulation | 2021 | SC B | MW | After Competition Groups | 2.9066 | 0 | 0 | 124.7558 | 0.023299 | 10 | Residential_2021_SC B_MW_After Competition Groups_10 | Basement Wall Insulation | 2.33% | 0 | 2.9066 | Residential_2021_SC B_MW_After Competition Groups_Basement Wall Insulation
Residential | Res ¦ Occupancy Sensors MF | 2021 | SC B | MW | After Competition Groups | 2.7434 | 0 | 0 | 124.7558 | 0.02199 | 11 | Residential_2021_SC B_MW_After Competition Groups_11 | Occupancy Sensors MF | 2.199% | 0 | 2.7434 | Residential_2021_SC B_MW_After Competition Groups_Occupancy Sensors MF
Residential | Res ¦ Advanced BAS/Controllers | 2021 | SC B | MW | After Competition Groups | 2.6943 | 0 | 0 | 124.7558 | 0.021597 | 12 | Residential_2021_SC B_MW_After Competition Groups_12 | Advanced BAS/Controllers | 2.16% | 0 | 2.6943 | Residential_2021_SC B_MW_After Competition Groups_Advanced BAS/Controllers
Residential | Res ¦ Clothes Drying Racks | 2021 | SC B | MW | After Competition Groups | 2.4921 | 0 | 0 | 124.7558 | 0.019976 | 13 | Residential_2021_SC B_MW_After Competition Groups_13 | Clothes Drying Racks | 1.998% | 0 | 2.4921 | Residential_2021_SC B_MW_After Competition Groups_Clothes Drying Racks
Residential | Res ¦ Attic Insulation | 2021 | SC B | MW | After Competition Groups | 2.2419 | 0 | 0 | 124.7558 | 0.01797 | 14 | Residential_2021_SC B_MW_After Competition Groups_14 | Attic Insulation | 1.797% | 0 | 2.2419 | Residential_2021_SC B_MW_After Competition Groups_Attic Insulation
Residential | Res ¦ High Efficiency Chiller (avg of water and air cooled) | 2021 | SC B | MW | After Competition Groups | 2.1459 | 0 | 0 | 124.7558 | 0.017201 | 15 | Residential_2021_SC B_MW_After Competition Groups_15 | High Efficiency Chiller (avg of water and air cooled) | 1.72% | 0 | 2.1459 | Residential_2021_SC B_MW_After Competition Groups_High Efficiency Chiller (avg of water and air cooled)
Residential | Res ¦ Refrigerator Recycling | 2021 | SC B | MW | After Competition Groups | 2.113 | 0 | 0 | 124.7558 | 0.016937 | 16 | Residential_2021_SC B_MW_After Competition Groups_16 | Refrigerator Recycling | 1.694% | 0 | 2.113 | Residential_2021_SC B_MW_After Competition Groups_Refrigerator Recycling
Residential | Res ¦ Freezer Recycling | 2021 | SC B | MW | After Competition Groups | 1.9622 | 0 | 0 | 124.7558 | 0.015728 | 17 | Residential_2021_SC B_MW_After Competition Groups_17 | Freezer Recycling | 1.573% | 0 | 1.9622 | Residential_2021_SC B_MW_After Competition Groups_Freezer Recycling
Residential | Res ¦ Energy Star Air Source Heat Pump | 2021 | SC B | MW | After Competition Groups | 1.8959 | 0 | 0 | 124.7558 | 0.015197 | 18 | Residential_2021_SC B_MW_After Competition Groups_18 | Energy Star Air Source Heat Pump | 1.52% | 0 | 1.8959 | Residential_2021_SC B_MW_After Competition Groups_Energy Star Air Source Heat Pump
Residential | Res ¦ LED Tube Re-Lamp | 2021 | SC B | MW | After Competition Groups | 1.2187 | 0 | 0 | 124.7558 | 0.0097684 | 19 | Residential_2021_SC B_MW_After Competition Groups_19 | LED Tube Re-Lamp | 0.9768% | 0 | 1.2187 | Residential_2021_SC B_MW_After Competition Groups_LED Tube Re-Lamp
Residential | Res ¦ Energy Star Torchiere | 2021 | SC B | MW | After Competition Groups | 1.0756 | 0 | 0 | 124.7558 | 0.0086214 | 20 | Residential_2021_SC B_MW_After Competition Groups_20 | Energy Star Torchiere | 0.8621% | 0 | 1.0756 | Residential_2021_SC B_MW_After Competition Groups_Energy Star Torchiere
Residential | Res ¦ ENERGY STAR LED LAMPS (REFLECTOR LAMPs/MR16/PAR 16) | 2021 | SC B | MW | After Competition Groups | 0.97964 | 0 | 0 | 124.7558 | 0.0078525 | 21 | Residential_2021_SC B_MW_After Competition Groups_21 | ENERGY STAR LED LAMPS (REFLECTOR LAMPs/MR16/PAR 16) | 0.7852% | 0 | 0.97964 | Residential_2021_SC B_MW_After Competition Groups_ENERGY STAR LED LAMPS (REFLECTOR LAMPs/MR16/PAR 16)
Residential | Res ¦ Outside Air Economizer | 2021 | SC B | MW | After Competition Groups | 0.76256 | 0 | 0 | 124.7558 | 0.0061124 | 22 | Residential_2021_SC B_MW_After Competition Groups_22 | Outside Air Economizer | 0.6112% | 0 | 0.76256 | Residential_2021_SC B_MW_After Competition Groups_Outside Air Economizer
Residential | Res ¦ Air Sealing | 2021 | SC B | MW | After Competition Groups | 0.61824 | 0 | 0 | 124.7558 | 0.0049556 | 23 | Residential_2021_SC B_MW_After Competition Groups_23 | Air Sealing | 0.4956% | 0 | 0.61824 | Residential_2021_SC B_MW_After Competition Groups_Air Sealing
Residential | Res ¦ Minimize Hot and Warm Clothes Wash | 2021 | SC B | MW | After Competition Groups | 0.60999 | 0 | 0 | 124.7558 | 0.0048895 | 24 | Residential_2021_SC B_MW_After Competition Groups_24 | Minimize Hot and Warm Clothes Wash | 0.4889% | 0 | 0.60999 | Residential_2021_SC B_MW_After Competition Groups_Minimize Hot and Warm Clothes Wash
Residential | Res ¦ Floor Insulation | 2021 | SC B | MW | After Competition Groups | 0.58736 | 0 | 0 | 124.7558 | 0.0047081 | 25 | Residential_2021_SC B_MW_After Competition Groups_25 | Floor Insulation | 0.4708% | 0 | 0.58736 | Residential_2021_SC B_MW_After Competition Groups_Floor Insulation
Residential | Res ¦ Energy Star Light Fixture | 2021 | SC B | MW | After Competition Groups | 0.52143 | 0 | 0 | 124.7558 | 0.0041796 | 26 | Residential_2021_SC B_MW_After Competition Groups_26 | Energy Star Light Fixture | 0.418% | 0 | 0.52143 | Residential_2021_SC B_MW_After Competition Groups_Energy Star Light Fixture
Residential | Res ¦ Energy Star Clothes Dryer | 2021 | SC B | MW | After Competition Groups | 0.48789 | 0 | 0 | 124.7558 | 0.0039107 | 27 | Residential_2021_SC B_MW_After Competition Groups_27 | Energy Star Clothes Dryer | 0.3911% | 0 | 0.48789 | Residential_2021_SC B_MW_After Competition Groups_Energy Star Clothes Dryer
Residential | Res ¦ Duct Insulation | 2021 | SC B | MW | After Competition Groups | 0.48427 | 0 | 0 | 124.7558 | 0.0038817 | 28 | Residential_2021_SC B_MW_After Competition Groups_28 | Duct Insulation | 0.3882% | 0 | 0.48427 | Residential_2021_SC B_MW_After Competition Groups_Duct Insulation
Residential | Res ¦ Demand Control Ventilation | 2021 | SC B | MW | After Competition Groups | 0.47348 | 0 | 0 | 124.7558 | 0.0037952 | 29 | Residential_2021_SC B_MW_After Competition Groups_29 | Demand Control Ventilation | 0.3795% | 0 | 0.47348 | Residential_2021_SC B_MW_After Competition Groups_Demand Control Ventilation
Residential | Res ¦ Furnace Whistle | 2021 | SC B | MW | After Competition Groups | 0.4551 | 0 | 0 | 124.7558 | 0.0036479 | 30 | Residential_2021_SC B_MW_After Competition Groups_30 | Furnace Whistle | 0.3648% | 0 | 0.4551 | Residential_2021_SC B_MW_After Competition Groups_Furnace Whistle
Residential | Res ¦ Comprehensive Draft Proofing | 2021 | SC B | MW | After Competition Groups | 0.38672 | 0 | 0 | 124.7558 | 0.0030998 | 31 | Residential_2021_SC B_MW_After Competition Groups_31 | Comprehensive Draft Proofing | 0.31% | 0 | 0.38672 | Residential_2021_SC B_MW_After Competition Groups_Comprehensive Draft Proofing
Residential | Res ¦ Variable Frequency Drive (VFD) | 2021 | SC B | MW | After Competition Groups | 0.37506 | 0 | 0 | 124.7558 | 0.0030064 | 32 | Residential_2021_SC B_MW_After Competition Groups_32 | Variable Frequency Drive (VFD) | 0.3006% | 0 | 0.37506 | Residential_2021_SC B_MW_After Competition Groups_Variable Frequency Drive (VFD)
Residential | Res ¦ LED Parking Lot Fixture | 2021 | SC B | MW | After Competition Groups | 0.34658 | 0 | 0 | 124.7558 | 0.0027781 | 33 | Residential_2021_SC B_MW_After Competition Groups_33 | LED Parking Lot Fixture | 0.2778% | 0 | 0.34658 | Residential_2021_SC B_MW_After Competition Groups_LED Parking Lot Fixture
Residential | Res ¦ CO Sensors for parking garage exhaust fans | 2021 | SC B | MW | After Competition Groups | 0.34046 | 0 | 0 | 124.7558 | 0.002729 | 34 | Residential_2021_SC B_MW_After Competition Groups_34 | CO Sensors for parking garage exhaust fans | 0.2729% | 0 | 0.34046 | Residential_2021_SC B_MW_After Competition Groups_CO Sensors for parking garage exhaust fans
Residential | Res ¦ ENERGY STAR LED Lamps (General Service Lamps) | 2021 | SC B | MW | After Competition Groups | 0.2693 | 0 | 0 | 124.7558 | 0.0021586 | 35 | Residential_2021_SC B_MW_After Competition Groups_35 | ENERGY STAR LED Lamps (General Service Lamps) | 0.2159% | 0 | 0.2693 | Residential_2021_SC B_MW_After Competition Groups_ENERGY STAR LED Lamps (General Service Lamps)
Residential | Res ¦ Water Heater Temperature Setback | 2021 | SC B | MW | After Competition Groups | 0.23722 | 0 | 0 | 124.7558 | 0.0019015 | 36 | Residential_2021_SC B_MW_After Competition Groups_36 | Water Heater Temperature Setback | 0.1901% | 0 | 0.23722 | Residential_2021_SC B_MW_After Competition Groups_Water Heater Temperature Setback
Residential | Res ¦ Duct Insulation MF | 2021 | SC B | MW | After Competition Groups | 0.22651 | 0 | 0 | 124.7558 | 0.0018156 | 37 | Residential_2021_SC B_MW_After Competition Groups_37 | Duct Insulation MF | 0.1816% | 0 | 0.22651 | Residential_2021_SC B_MW_After Competition Groups_Duct Insulation MF
Residential | Res ¦ LED Exterior Area Lights - LED Fixture (200W) | 2021 | SC B | MW | After Competition Groups | 0.1366 | 0 | 0 | 124.7558 | 0.001095 | 38 | Residential_2021_SC B_MW_After Competition Groups_38 | LED Exterior Area Lights - LED Fixture (200W) | 0.1095% | 0 | 0.1366 | Residential_2021_SC B_MW_After Competition Groups_LED Exterior Area Lights - LED Fixture (200W)
Residential | Res ¦ VFD on Pumps | 2021 | SC B | MW | After Competition Groups | 0.11533 | 0 | 0 | 124.7558 | 0.00092448 | 39 | Residential_2021_SC B_MW_After Competition Groups_39 | VFD on Pumps | 0.09245% | 0 | 0.11533 | Residential_2021_SC B_MW_After Competition Groups_VFD on Pumps
Residential | Res ¦ Condensing Make Up Air Unit | 2021 | SC B | MW | After Competition Groups | 0.10282 | 0 | 0 | 124.7558 | 0.00082419 | 40 | Residential_2021_SC B_MW_After Competition Groups_40 | Condensing Make Up Air Unit | 0.08242% | 0 | 0.10282 | Residential_2021_SC B_MW_After Competition Groups_Condensing Make Up Air Unit
Residential | Res ¦ ECM MOTORS FOR HVAC APPLICATION (FAN-POWERED VAV BOX) | 2021 | SC B | MW | After Competition Groups | 0.055088 | 0 | 0 | 124.7558 | 0.00044157 | 41 | Residential_2021_SC B_MW_After Competition Groups_41 | ECM MOTORS FOR HVAC APPLICATION (FAN-POWERED VAV BOX) | 0.04416% | 0 | 0.055088 | Residential_2021_SC B_MW_After Competition Groups_ECM MOTORS FOR HVAC APPLICATION (FAN-POWERED VAV BOX)
Residential | Res ¦ Heat Recovery Ventilator | 2021 | SC B | MW | After Competition Groups | 0.052466 | 0 | 0 | 124.7558 | 0.00042055 | 42 | Residential_2021_SC B_MW_After Competition Groups_42 | Heat Recovery Ventilator | 0.04206% | 0 | 0.052466 | Residential_2021_SC B_MW_After Competition Groups_Heat Recovery Ventilator
Residential | Res ¦ Beverage Vending Machine Controls | 2021 | SC B | MW | After Competition Groups | 0.026462 | 0 | 0 | 124.7558 | 0.00021211 | 43 | Residential_2021_SC B_MW_After Competition Groups_43 | Beverage Vending Machine Controls | 0.02121% | 0 | 0.026462 | Residential_2021_SC B_MW_After Competition Groups_Beverage Vending Machine Controls
Residential | Res ¦ Chilled Water Optimization | 2021 | SC B | MW | After Competition Groups | 0.015432 | 0 | 0 | 124.7558 | 0.0001237 | 44 | Residential_2021_SC B_MW_After Competition Groups_44 | Chilled Water Optimization | 0.01237% | 0 | 0.015432 | Residential_2021_SC B_MW_After Competition Groups_Chilled Water Optimization
Residential | Res ¦ Wall Insulation | 2021 | SC B | MW | After Competition Groups | 0.0084426 | 0 | 0 | 124.7558 | 6.7673e-05 | 45 | Residential_2021_SC B_MW_After Competition Groups_45 | Wall Insulation | 0.006767% | 0 | 0.0084426 | Residential_2021_SC B_MW_After Competition Groups_Wall Insulation
Residential | Res ¦ Home Energy Reports | 2021 | SC B | MW | After Competition Groups | 0.0072025 | 0 | 0 | 124.7558 | 5.7733e-05 | 46 | Residential_2021_SC B_MW_After Competition Groups_46 | Home Energy Reports | 0.005773% | 0 | 0.0072025 | Residential_2021_SC B_MW_After Competition Groups_Home Energy Reports
Residential | Res ¦ LED High Bay Fixture | 2021 | SC B | MW | After Competition Groups | 0.0042938 | 0 | 0 | 124.7558 | 3.4417e-05 | 47 | Residential_2021_SC B_MW_After Competition Groups_47 | LED High Bay Fixture | 0.003442% | 0 | 0.0042938 | Residential_2021_SC B_MW_After Competition Groups_LED High Bay Fixture
Residential | Res ¦ Wall Insulation MF | 2021 | SC B | MW | After Competition Groups | 0.000512 | 0 | 0 | 124.7558 | 4.104e-06 | 48 | Residential_2021_SC B_MW_After Competition Groups_48 | Wall Insulation MF | 0.0004104% | 0 | 0.000512 | Residential_2021_SC B_MW_After Competition Groups_Wall Insulation MF
Residential | Res ¦ Energy Star Dehumidifier | 2021 | SC B | MW | After Competition Groups | 0 | 0 | 0 | 124.7558 | 0 | 49 | Residential_2021_SC B_MW_After Competition Groups_49 | Energy Star Dehumidifier | 0% | 0 | 0 | Residential_2021_SC B_MW_After Competition Groups_Energy Star Dehumidifier
Residential | Res ¦ Energy Star Freezer | 2021 | SC B | MW | After Competition Groups | 0 | 0 | 0 | 124.7558 | 0 | 50 | Residential_2021_SC B_MW_After Competition Groups_50 | Energy Star Freezer | 0% | 0 | 0 | Residential_2021_SC B_MW_After Competition Groups_Energy Star Freezer
Residential | Res ¦ LED Downlight | 2021 | SC B | MW | After Competition Groups | 0 | 0 | 0 | 124.7558 | 0 | 51 | Residential_2021_SC B_MW_After Competition Groups_51 | LED Downlight | 0% | 0 | 0 | Residential_2021_SC B_MW_After Competition Groups_LED Downlight
Residential | Res ¦ Smart Burners | 2021 | SC B | MW | After Competition Groups | 0 | 0 | 0 | 124.7558 | 0 | 52 | Residential_2021_SC B_MW_After Competition Groups_52 | Smart Burners | 0% | 0 | 0 | Residential_2021_SC B_MW_After Competition Groups_Smart Burners
Residential | Res ¦ Smart Power Bar | 2021 | SC B | MW | After Competition Groups | 0 | 0 | 0 | 124.7558 | 0 | 53 | Residential_2021_SC B_MW_After Competition Groups_53 | Smart Power Bar | 0% | 0 | 0 | Residential_2021_SC B_MW_After Competition Groups_Smart Power Bar
Residential | Res ¦ Tankless Water Heater | 2021 | SC B | MW | After Competition Groups | 0 | 0 | 0 | 124.7558 | 0 | 54 | Residential_2021_SC B_MW_After Competition Groups_54 | Tankless Water Heater | 0% | 0 | 0 | Residential_2021_SC B_MW_After Competition Groups_Tankless Water Heater
Residential | Res ¦ Energy Star LED Specialty Bulbs | 2021 | SC C | MW | After Competition Groups | 16.8881 | 0 | 0 | 86.3227 | 0.19564 | 1 | Residential_2021_SC C_MW_After Competition Groups_1 | Energy Star LED Specialty Bulbs | 19.56% | 0 | 16.8881 | Residential_2021_SC C_MW_After Competition Groups_Energy Star LED Specialty Bulbs
Residential | Res ¦ Energy Star Clothes Washer | 2021 | SC C | MW | After Competition Groups | 12.1047 | 0 | 0 | 86.3227 | 0.14023 | 2 | Residential_2021_SC C_MW_After Competition Groups_2 | Energy Star Clothes Washer | 14.02% | 0 | 12.1047 | Residential_2021_SC C_MW_After Competition Groups_Energy Star Clothes Washer
Residential | Res ¦ Ductless Mini-Split Heat Pump | 2021 | SC C | MW | After Competition Groups | 10.8012 | 0 | 0 | 86.3227 | 0.12513 | 3 | Residential_2021_SC C_MW_After Competition Groups_3 | Ductless Mini-Split Heat Pump | 12.51% | 0 | 10.8012 | Residential_2021_SC C_MW_After Competition Groups_Ductless Mini-Split Heat Pump
Residential | Res ¦ Adaptive Thermostat | 2021 | SC C | MW | After Competition Groups | 8.0572 | 0 | 0 | 86.3227 | 0.093339 | 4 | Residential_2021_SC C_MW_After Competition Groups_4 | Adaptive Thermostat | 9.334% | 0 | 8.0572 | Residential_2021_SC C_MW_After Competition Groups_Adaptive Thermostat
Residential | Res ¦ Building Recommissioning, Operations and Maintenance (O&M) Improvements | 2021 | SC C | MW | After Competition Groups | 6.8706 | 0 | 0 | 86.3227 | 0.079592 | 5 | Residential_2021_SC C_MW_After Competition Groups_5 | Building Recommissioning, Operations and Maintenance (O&M) Improvements | 7.959% | 0 | 6.8706 | Residential_2021_SC C_MW_After Competition Groups_Building Recommissioning, Operations and Maintenance (O&M) Improvements
Residential | Res ¦ Variable Speed Pool Pump Motor | 2021 | SC C | MW | After Competition Groups | 4.9076 | 0 | 0 | 86.3227 | 0.056852 | 6 | Residential_2021_SC C_MW_After Competition Groups_6 | Variable Speed Pool Pump Motor | 5.685% | 0 | 4.9076 | Residential_2021_SC C_MW_After Competition Groups_Variable Speed Pool Pump Motor
Residential | Res ¦ Energy Star A Line, PAR, MR Lamps | 2021 | SC C | MW | After Competition Groups | 3.9327 | 0 | 0 | 86.3227 | 0.045558 | 7 | Residential_2021_SC C_MW_After Competition Groups_7 | Energy Star A Line, PAR, MR Lamps | 4.556% | 0 | 3.9327 | Residential_2021_SC C_MW_After Competition Groups_Energy Star A Line, PAR, MR Lamps
Residential | Res ¦ Basement Wall Insulation | 2021 | SC C | MW | After Competition Groups | 2.907 | 0 | 0 | 86.3227 | 0.033676 | 8 | Residential_2021_SC C_MW_After Competition Groups_8 | Basement Wall Insulation | 3.368% | 0 | 2.907 | Residential_2021_SC C_MW_After Competition Groups_Basement Wall Insulation
Residential | Res ¦ Energy Star Room Air Conditioner | 2021 | SC C | MW | After Competition Groups | 2.8028 | 0 | 0 | 86.3227 | 0.032469 | 9 | Residential_2021_SC C_MW_After Competition Groups_9 | Energy Star Room Air Conditioner | 3.247% | 0 | 2.8028 | Residential_2021_SC C_MW_After Competition Groups_Energy Star Room Air Conditioner
Residential | Res ¦ Attic Insulation | 2021 | SC C | MW | After Competition Groups | 2.1975 | 0 | 0 | 86.3227 | 0.025456 | 10 | Residential_2021_SC C_MW_After Competition Groups_10 | Attic Insulation | 2.546% | 0 | 2.1975 | Residential_2021_SC C_MW_After Competition Groups_Attic Insulation
Residential | Res ¦ High Efficiency Chiller (avg of water and air cooled) | 2021 | SC C | MW | After Competition Groups | 2.112 | 0 | 0 | 86.3227 | 0.024467 | 11 | Residential_2021_SC C_MW_After Competition Groups_11 | High Efficiency Chiller (avg of water and air cooled) | 2.447% | 0 | 2.112 | Residential_2021_SC C_MW_After Competition Groups_High Efficiency Chiller (avg of water and air cooled)
Residential | Res ¦ Energy Star Air Source Heat Pump | 2021 | SC C | MW | After Competition Groups | 1.5825 | 0 | 0 | 86.3227 | 0.018332 | 12 | Residential_2021_SC C_MW_After Competition Groups_12 | Energy Star Air Source Heat Pump | 1.833% | 0 | 1.5825 | Residential_2021_SC C_MW_After Competition Groups_Energy Star Air Source Heat Pump
Residential | Res ¦ LED Tube Re-Lamp | 2021 | SC C | MW | After Competition Groups | 1.2187 | 0 | 0 | 86.3227 | 0.014117 | 13 | Residential_2021_SC C_MW_After Competition Groups_13 | LED Tube Re-Lamp | 1.412% | 0 | 1.2187 | Residential_2021_SC C_MW_After Competition Groups_LED Tube Re-Lamp
Residential | Res ¦ Occupancy Sensors MF | 2021 | SC C | MW | After Competition Groups | 1.0241 | 0 | 0 | 86.3227 | 0.011864 | 14 | Residential_2021_SC C_MW_After Competition Groups_14 | Occupancy Sensors MF | 1.186% | 0 | 1.0241 | Residential_2021_SC C_MW_After Competition Groups_Occupancy Sensors MF
Residential | Res ¦ Advanced BAS/Controllers | 2021 | SC C | MW | After Competition Groups | 1.0056 | 0 | 0 | 86.3227 | 0.011649 | 15 | Residential_2021_SC C_MW_After Competition Groups_15 | Advanced BAS/Controllers | 1.165% | 0 | 1.0056 | Residential_2021_SC C_MW_After Competition Groups_Advanced BAS/Controllers
Residential | Res ¦ ENERGY STAR LED LAMPS (REFLECTOR LAMPs/MR16/PAR 16) | 2021 | SC C | MW | After Competition Groups | 0.97964 | 0 | 0 | 86.3227 | 0.011349 | 16 | Residential_2021_SC C_MW_After Competition Groups_16 | ENERGY STAR LED LAMPS (REFLECTOR LAMPs/MR16/PAR 16) | 1.135% | 0 | 0.97964 | Residential_2021_SC C_MW_After Competition Groups_ENERGY STAR LED LAMPS (REFLECTOR LAMPs/MR16/PAR 16)
Residential | Res ¦ Energy Star Torchiere | 2021 | SC C | MW | After Competition Groups | 0.86133 | 0 | 0 | 86.3227 | 0.009978 | 17 | Residential_2021_SC C_MW_After Competition Groups_17 | Energy Star Torchiere | 0.9978% | 0 | 0.86133 | Residential_2021_SC C_MW_After Competition Groups_Energy Star Torchiere
Residential | Res ¦ Refrigerator Recycling | 2021 | SC C | MW | After Competition Groups | 0.7886 | 0 | 0 | 86.3227 | 0.0091355 | 18 | Residential_2021_SC C_MW_After Competition Groups_18 | Refrigerator Recycling | 0.9135% | 0 | 0.7886 | Residential_2021_SC C_MW_After Competition Groups_Refrigerator Recycling
Residential | Res ¦ Minimize Hot and Warm Clothes Wash | 2021 | SC C | MW | After Competition Groups | 0.60999 | 0 | 0 | 86.3227 | 0.0070664 | 19 | Residential_2021_SC C_MW_After Competition Groups_19 | Minimize Hot and Warm Clothes Wash | 0.7066% | 0 | 0.60999 | Residential_2021_SC C_MW_After Competition Groups_Minimize Hot and Warm Clothes Wash
Residential | Res ¦ Air Sealing | 2021 | SC C | MW | After Competition Groups | 0.57124 | 0 | 0 | 86.3227 | 0.0066175 | 20 | Residential_2021_SC C_MW_After Competition Groups_20 | Air Sealing | 0.6618% | 0 | 0.57124 | Residential_2021_SC C_MW_After Competition Groups_Air Sealing
Residential | Res ¦ Energy Star Light Fixture | 2021 | SC C | MW | After Competition Groups | 0.4925 | 0 | 0 | 86.3227 | 0.0057053 | 21 | Residential_2021_SC C_MW_After Competition Groups_21 | Energy Star Light Fixture | 0.5705% | 0 | 0.4925 | Residential_2021_SC C_MW_After Competition Groups_Energy Star Light Fixture
Residential | Res ¦ Energy Star Clothes Dryer | 2021 | SC C | MW | After Competition Groups | 0.48802 | 0 | 0 | 86.3227 | 0.0056534 | 22 | Residential_2021_SC C_MW_After Competition Groups_22 | Energy Star Clothes Dryer | 0.5653% | 0 | 0.48802 | Residential_2021_SC C_MW_After Competition Groups_Energy Star Clothes Dryer
Residential | Res ¦ Floor Insulation | 2021 | SC C | MW | After Competition Groups | 0.46191 | 0 | 0 | 86.3227 | 0.005351 | 23 | Residential_2021_SC C_MW_After Competition Groups_23 | Floor Insulation | 0.5351% | 0 | 0.46191 | Residential_2021_SC C_MW_After Competition Groups_Floor Insulation
Residential | Res ¦ Outside Air Economizer | 2021 | SC C | MW | After Competition Groups | 0.44731 | 0 | 0 | 86.3227 | 0.0051819 | 24 | Residential_2021_SC C_MW_After Competition Groups_24 | Outside Air Economizer | 0.5182% | 0 | 0.44731 | Residential_2021_SC C_MW_After Competition Groups_Outside Air Economizer
Residential | Res ¦ LED Parking Lot Fixture | 2021 | SC C | MW | After Competition Groups | 0.31425 | 0 | 0 | 86.3227 | 0.0036404 | 25 | Residential_2021_SC C_MW_After Competition Groups_25 | LED Parking Lot Fixture | 0.364% | 0 | 0.31425 | Residential_2021_SC C_MW_After Competition Groups_LED Parking Lot Fixture
Residential | Res ¦ ENERGY STAR LED Lamps (General Service Lamps) | 2021 | SC C | MW | After Competition Groups | 0.2693 | 0 | 0 | 86.3227 | 0.0031197 | 26 | Residential_2021_SC C_MW_After Competition Groups_26 | ENERGY STAR LED Lamps (General Service Lamps) | 0.312% | 0 | 0.2693 | Residential_2021_SC C_MW_After Competition Groups_ENERGY STAR LED Lamps (General Service Lamps)
Residential | Res ¦ Duct Insulation MF | 2021 | SC C | MW | After Competition Groups | 0.20883 | 0 | 0 | 86.3227 | 0.0024192 | 27 | Residential_2021_SC C_MW_After Competition Groups_27 | Duct Insulation MF | 0.2419% | 0 | 0.20883 | Residential_2021_SC C_MW_After Competition Groups_Duct Insulation MF
Residential | Res ¦ Demand Control Ventilation | 2021 | SC C | MW | After Competition Groups | 0.17673 | 0 | 0 | 86.3227 | 0.0020473 | 28 | Residential_2021_SC C_MW_After Competition Groups_28 | Demand Control Ventilation | 0.2047% | 0 | 0.17673 | Residential_2021_SC C_MW_After Competition Groups_Demand Control Ventilation
Residential | Res ¦ Furnace Whistle | 2021 | SC C | MW | After Competition Groups | 0.16983 | 0 | 0 | 86.3227 | 0.0019674 | 29 | Residential_2021_SC C_MW_After Competition Groups_29 | Furnace Whistle | 0.1967% | 0 | 0.16983 | Residential_2021_SC C_MW_After Competition Groups_Furnace Whistle
Residential | Res ¦ Duct Insulation | 2021 | SC C | MW | After Competition Groups | 0.15301 | 0 | 0 | 86.3227 | 0.0017726 | 30 | Residential_2021_SC C_MW_After Competition Groups_30 | Duct Insulation | 0.1773% | 0 | 0.15301 | Residential_2021_SC C_MW_After Competition Groups_Duct Insulation
Residential | Res ¦ Comprehensive Draft Proofing | 2021 | SC C | MW | After Competition Groups | 0.14431 | 0 | 0 | 86.3227 | 0.0016718 | 31 | Residential_2021_SC C_MW_After Competition Groups_31 | Comprehensive Draft Proofing | 0.1672% | 0 | 0.14431 | Residential_2021_SC C_MW_After Competition Groups_Comprehensive Draft Proofing
Residential | Res ¦ Variable Frequency Drive (VFD) | 2021 | SC C | MW | After Competition Groups | 0.13997 | 0 | 0 | 86.3227 | 0.0016215 | 32 | Residential_2021_SC C_MW_After Competition Groups_32 | Variable Frequency Drive (VFD) | 0.1622% | 0 | 0.13997 | Residential_2021_SC C_MW_After Competition Groups_Variable Frequency Drive (VFD)
Residential | Res ¦ CO Sensors for parking garage exhaust fans | 2021 | SC C | MW | After Competition Groups | 0.13959 | 0 | 0 | 86.3227 | 0.0016171 | 33 | Residential_2021_SC C_MW_After Competition Groups_33 | CO Sensors for parking garage exhaust fans | 0.1617% | 0 | 0.13959 | Residential_2021_SC C_MW_After Competition Groups_CO Sensors for parking garage exhaust fans
Residential | Res ¦ LED Exterior Area Lights - LED Fixture (200W) | 2021 | SC C | MW | After Competition Groups | 0.1366 | 0 | 0 | 86.3227 | 0.0015825 | 34 | Residential_2021_SC C_MW_After Competition Groups_34 | LED Exterior Area Lights - LED Fixture (200W) | 0.1582% | 0 | 0.1366 | Residential_2021_SC C_MW_After Competition Groups_LED Exterior Area Lights - LED Fixture (200W)
Residential | Res ¦ Water Heater Temperature Setback | 2021 | SC C | MW | After Competition Groups | 0.088525 | 0 | 0 | 86.3227 | 0.0010255 | 35 | Residential_2021_SC C_MW_After Competition Groups_35 | Water Heater Temperature Setback | 0.1026% | 0 | 0.088525 | Residential_2021_SC C_MW_After Competition Groups_Water Heater Temperature Setback
Residential | Res ¦ Condensing Make Up Air Unit | 2021 | SC C | MW | After Competition Groups | 0.087912 | 0 | 0 | 86.3227 | 0.0010184 | 36 | Residential_2021_SC C_MW_After Competition Groups_36 | Condensing Make Up Air Unit | 0.1018% | 0 | 0.087912 | Residential_2021_SC C_MW_After Competition Groups_Condensing Make Up Air Unit
Residential | Res ¦ Clothes Drying Racks | 2021 | SC C | MW | After Competition Groups | 0.064388 | 0 | 0 | 86.3227 | 0.0007459 | 37 | Residential_2021_SC C_MW_After Competition Groups_37 | Clothes Drying Racks | 0.07459% | 0 | 0.064388 | Residential_2021_SC C_MW_After Competition Groups_Clothes Drying Racks
Residential | Res ¦ VFD on Pumps | 2021 | SC C | MW | After Competition Groups | 0.043043 | 0 | 0 | 86.3227 | 0.00049863 | 38 | Residential_2021_SC C_MW_After Competition Groups_38 | VFD on Pumps | 0.04986% | 0 | 0.043043 | Residential_2021_SC C_MW_After Competition Groups_VFD on Pumps
Residential | Res ¦ ECM MOTORS FOR HVAC APPLICATION (FAN-POWERED VAV BOX) | 2021 | SC C | MW | After Competition Groups | 0.021695 | 0 | 0 | 86.3227 | 0.00025132 | 39 | Residential_2021_SC C_MW_After Competition Groups_39 | ECM MOTORS FOR HVAC APPLICATION (FAN-POWERED VAV BOX) | 0.02513% | 0 | 0.021695 | Residential_2021_SC C_MW_After Competition Groups_ECM MOTORS FOR HVAC APPLICATION (FAN-POWERED VAV BOX)
Residential | Res ¦ Heat Recovery Ventilator | 2021 | SC C | MW | After Competition Groups | 0.015222 | 0 | 0 | 86.3227 | 0.00017634 | 40 | Residential_2021_SC C_MW_After Competition Groups_40 | Heat Recovery Ventilator | 0.01763% | 0 | 0.015222 | Residential_2021_SC C_MW_After Competition Groups_Heat Recovery Ventilator
Residential | Res ¦ Chilled Water Optimization | 2021 | SC C | MW | After Competition Groups | 0.013295 | 0 | 0 | 86.3227 | 0.00015402 | 41 | Residential_2021_SC C_MW_After Competition Groups_41 | Chilled Water Optimization | 0.0154% | 0 | 0.013295 | Residential_2021_SC C_MW_After Competition Groups_Chilled Water Optimization
Residential | Res ¦ Beverage Vending Machine Controls | 2021 | SC C | MW | After Competition Groups | 0.010416 | 0 | 0 | 86.3227 | 0.00012067 | 42 | Residential_2021_SC C_MW_After Competition Groups_42 | Beverage Vending Machine Controls | 0.01207% | 0 | 0.010416 | Residential_2021_SC C_MW_After Competition Groups_Beverage Vending Machine Controls
Residential | Res ¦ Home Energy Reports | 2021 | SC C | MW | After Competition Groups | 0.0072025 | 0 | 0 | 86.3227 | 8.3437e-05 | 43 | Residential_2021_SC C_MW_After Competition Groups_43 | Home Energy Reports | 0.008344% | 0 | 0.0072025 | Residential_2021_SC C_MW_After Competition Groups_Home Energy Reports
Residential | Res ¦ LED High Bay Fixture | 2021 | SC C | MW | After Competition Groups | 0.0042938 | 0 | 0 | 86.3227 | 4.9741e-05 | 44 | Residential_2021_SC C_MW_After Competition Groups_44 | LED High Bay Fixture | 0.004974% | 0 | 0.0042938 | Residential_2021_SC C_MW_After Competition Groups_LED High Bay Fixture
Residential | Res ¦ Wall Insulation | 2021 | SC C | MW | After Competition Groups | 0.00070622 | 0 | 0 | 86.3227 | 8.1811e-06 | 45 | Residential_2021_SC C_MW_After Competition Groups_45 | Wall Insulation | 0.0008181% | 0 | 0.00070622 | Residential_2021_SC C_MW_After Competition Groups_Wall Insulation
Residential | Res ¦ Wall Insulation MF | 2021 | SC C | MW | After Competition Groups | 0.00051203 | 0 | 0 | 86.3227 | 5.9316e-06 | 46 | Residential_2021_SC C_MW_After Competition Groups_46 | Wall Insulation MF | 0.0005932% | 0 | 0.00051203 | Residential_2021_SC C_MW_After Competition Groups_Wall Insulation MF
Residential | Res ¦ Freezer Recycling | 2021 | SC C | MW | After Competition Groups | 6.7132e-05 | 0 | 0 | 86.3227 | 7.7768e-07 | 47 | Residential_2021_SC C_MW_After Competition Groups_47 | Freezer Recycling | 7.777e-05% | 0 | 6.7132e-05 | Residential_2021_SC C_MW_After Competition Groups_Freezer Recycling
Residential | Res ¦ Energy Star LED Bulbs General Purpose LEDs | 2021 | SC C | MW | After Competition Groups | 6.4599e-09 | 0 | 0 | 86.3227 | 7.4834e-11 | 48 | Residential_2021_SC C_MW_After Competition Groups_48 | Energy Star LED Bulbs General Purpose LEDs | 7.483e-09% | 0 | 6.4599e-09 | Residential_2021_SC C_MW_After Competition Groups_Energy Star LED Bulbs General Purpose LEDs
Residential | Res ¦ Energy Star Dehumidifier | 2021 | SC C | MW | After Competition Groups | 0 | 0 | 0 | 86.3227 | 0 | 49 | Residential_2021_SC C_MW_After Competition Groups_49 | Energy Star Dehumidifier | 0% | 0 | 0 | Residential_2021_SC C_MW_After Competition Groups_Energy Star Dehumidifier
Residential | Res ¦ Energy Star Freezer | 2021 | SC C | MW | After Competition Groups | 0 | 0 | 0 | 86.3227 | 0 | 50 | Residential_2021_SC C_MW_After Competition Groups_50 | Energy Star Freezer | 0% | 0 | 0 | Residential_2021_SC C_MW_After Competition Groups_Energy Star Freezer
Residential | Res ¦ LED Downlight | 2021 | SC C | MW | After Competition Groups | 0 | 0 | 0 | 86.3227 | 0 | 51 | Residential_2021_SC C_MW_After Competition Groups_51 | LED Downlight | 0% | 0 | 0 | Residential_2021_SC C_MW_After Competition Groups_LED Downlight
Residential | Res ¦ Smart Burners | 2021 | SC C | MW | After Competition Groups | 0 | 0 | 0 | 86.3227 | 0 | 52 | Residential_2021_SC C_MW_After Competition Groups_52 | Smart Burners | 0% | 0 | 0 | Residential_2021_SC C_MW_After Competition Groups_Smart Burners
Residential | Res ¦ Smart Power Bar | 2021 | SC C | MW | After Competition Groups | 0 | 0 | 0 | 86.3227 | 0 | 53 | Residential_2021_SC C_MW_After Competition Groups_53 | Smart Power Bar | 0% | 0 | 0 | Residential_2021_SC C_MW_After Competition Groups_Smart Power Bar
Residential | Res ¦ Tankless Water Heater | 2021 | SC C | MW | After Competition Groups | 0 | 0 | 0 | 86.3227 | 0 | 54 | Residential_2021_SC C_MW_After Competition Groups_54 | Tankless Water Heater | 0% | 0 | 0 | Residential_2021_SC C_MW_After Competition Groups_Tankless Water Heater
Residential | Res ¦ Ductless Mini-Split Heat Pump | 2021 | SC D | MW | After Competition Groups | 10.8013 | 1965413.8378 | 1.9654 | 74.0472 | 0.14587 | 1 | Residential_2021_SC D_MW_After Competition Groups_1 | Ductless Mini-Split Heat Pump | 14.59% | 1.9654 | 10.8013 | Residential_2021_SC D_MW_After Competition Groups_Ductless Mini-Split Heat Pump
Residential | Res ¦ Energy Star LED Bulbs General Purpose LEDs | 2021 | SC D | MW | After Competition Groups | 10.3531 | 3.2882e-45 | 3.2882e-51 | 74.0472 | 0.13982 | 2 | Residential_2021_SC D_MW_After Competition Groups_2 | Energy Star LED Bulbs General Purpose LEDs | 13.98% | 3.2882e-51 | 10.3531 | Residential_2021_SC D_MW_After Competition Groups_Energy Star LED Bulbs General Purpose LEDs
Residential | Res ¦ Energy Star LED Specialty Bulbs | 2021 | SC D | MW | After Competition Groups | 7.236 | 1938799.3677 | 1.9388 | 74.0472 | 0.097721 | 3 | Residential_2021_SC D_MW_After Competition Groups_3 | Energy Star LED Specialty Bulbs | 9.772% | 1.9388 | 7.236 | Residential_2021_SC D_MW_After Competition Groups_Energy Star LED Specialty Bulbs
Residential | Res ¦ Energy Star Clothes Washer | 2021 | SC D | MW | After Competition Groups | 7.1651 | 2620651.2134 | 2.6207 | 74.0472 | 0.096764 | 4 | Residential_2021_SC D_MW_After Competition Groups_4 | Energy Star Clothes Washer | 9.676% | 2.6207 | 7.1651 | Residential_2021_SC D_MW_After Competition Groups_Energy Star Clothes Washer
Residential | Res ¦ Building Recommissioning, Operations and Maintenance (O&M) Improvements | 2021 | SC D | MW | After Competition Groups | 6.8706 | 431156.0714 | 0.43116 | 74.0472 | 0.092787 | 5 | Residential_2021_SC D_MW_After Competition Groups_5 | Building Recommissioning, Operations and Maintenance (O&M) Improvements | 9.279% | 0.43116 | 6.8706 | Residential_2021_SC D_MW_After Competition Groups_Building Recommissioning, Operations and Maintenance (O&M) Improvements
Residential | Res ¦ Adaptive Thermostat | 2021 | SC D | MW | After Competition Groups | 4.7987 | 2041374.4715 | 2.0414 | 74.0472 | 0.064806 | 6 | Residential_2021_SC D_MW_After Competition Groups_6 | Adaptive Thermostat | 6.481% | 2.0414 | 4.7987 | Residential_2021_SC D_MW_After Competition Groups_Adaptive Thermostat
Residential | Res ¦ Energy Star A Line, PAR, MR Lamps | 2021 | SC D | MW | After Competition Groups | 3.9505 | 421644.0045 | 0.42164 | 74.0472 | 0.053352 | 7 | Residential_2021_SC D_MW_After Competition Groups_7 | Energy Star A Line, PAR, MR Lamps | 5.335% | 0.42164 | 3.9505 | Residential_2021_SC D_MW_After Competition Groups_Energy Star A Line, PAR, MR Lamps
Residential | Res ¦ Variable Speed Pool Pump Motor | 2021 | SC D | MW | After Competition Groups | 3.3053 | 1161576.9982 | 1.1616 | 74.0472 | 0.044638 | 8 | Residential_2021_SC D_MW_After Competition Groups_8 | Variable Speed Pool Pump Motor | 4.464% | 1.1616 | 3.3053 | Residential_2021_SC D_MW_After Competition Groups_Variable Speed Pool Pump Motor
Residential | Res ¦ Basement Wall Insulation | 2021 | SC D | MW | After Competition Groups | 2.8056 | 1033486.3139 | 1.0335 | 74.0472 | 0.03789 | 9 | Residential_2021_SC D_MW_After Competition Groups_9 | Basement Wall Insulation | 3.789% | 1.0335 | 2.8056 | Residential_2021_SC D_MW_After Competition Groups_Basement Wall Insulation
Residential | Res ¦ Energy Star Room Air Conditioner | 2021 | SC D | MW | After Competition Groups | 2.803 | 794221.9675 | 0.79422 | 74.0472 | 0.037854 | 10 | Residential_2021_SC D_MW_After Competition Groups_10 | Energy Star Room Air Conditioner | 3.785% | 0.79422 | 2.803 | Residential_2021_SC D_MW_After Competition Groups_Energy Star Room Air Conditioner
Residential | Res ¦ High Efficiency Chiller (avg of water and air cooled) | 2021 | SC D | MW | After Competition Groups | 2.112 | 171318.8194 | 0.17132 | 74.0472 | 0.028523 | 11 | Residential_2021_SC D_MW_After Competition Groups_11 | High Efficiency Chiller (avg of water and air cooled) | 2.852% | 0.17132 | 2.112 | Residential_2021_SC D_MW_After Competition Groups_High Efficiency Chiller (avg of water and air cooled)
Residential | Res ¦ Energy Star Air Source Heat Pump | 2021 | SC D | MW | After Competition Groups | 1.5825 | 525124.8857 | 0.52512 | 74.0472 | 0.021371 | 12 | Residential_2021_SC D_MW_After Competition Groups_12 | Energy Star Air Source Heat Pump | 2.137% | 0.52512 | 1.5825 | Residential_2021_SC D_MW_After Competition Groups_Energy Star Air Source Heat Pump
Residential | Res ¦ Attic Insulation | 2021 | SC D | MW | After Competition Groups | 1.2926 | 781497.1269 | 0.7815 | 74.0472 | 0.017457 | 13 | Residential_2021_SC D_MW_After Competition Groups_13 | Attic Insulation | 1.746% | 0.7815 | 1.2926 | Residential_2021_SC D_MW_After Competition Groups_Attic Insulation
Residential | Res ¦ LED Tube Re-Lamp | 2021 | SC D | MW | After Competition Groups | 1.203 | 406861.6421 | 0.40686 | 74.0472 | 0.016246 | 14 | Residential_2021_SC D_MW_After Competition Groups_14 | LED Tube Re-Lamp | 1.625% | 0.40686 | 1.203 | Residential_2021_SC D_MW_After Competition Groups_LED Tube Re-Lamp
Residential | Res ¦ Occupancy Sensors MF | 2021 | SC D | MW | After Competition Groups | 1.0241 | 11271.2113 | 0.011271 | 74.0472 | 0.013831 | 15 | Residential_2021_SC D_MW_After Competition Groups_15 | Occupancy Sensors MF | 1.383% | 0.011271 | 1.0241 | Residential_2021_SC D_MW_After Competition Groups_Occupancy Sensors MF
Residential | Res ¦ Advanced BAS/Controllers | 2021 | SC D | MW | After Competition Groups | 1.0056 | 448027.7841 | 0.44803 | 74.0472 | 0.013581 | 16 | Residential_2021_SC D_MW_After Competition Groups_16 | Advanced BAS/Controllers | 1.358% | 0.44803 | 1.0056 | Residential_2021_SC D_MW_After Competition Groups_Advanced BAS/Controllers
Residential | Res ¦ ENERGY STAR LED LAMPS (REFLECTOR LAMPs/MR16/PAR 16) | 2021 | SC D | MW | After Competition Groups | 0.97964 | 164474.4495 | 0.16447 | 74.0472 | 0.01323 | 17 | Residential_2021_SC D_MW_After Competition Groups_17 | ENERGY STAR LED LAMPS (REFLECTOR LAMPs/MR16/PAR 16) | 1.323% | 0.16447 | 0.97964 | Residential_2021_SC D_MW_After Competition Groups_ENERGY STAR LED LAMPS (REFLECTOR LAMPs/MR16/PAR 16)
Residential | Res ¦ Energy Star Torchiere | 2021 | SC D | MW | After Competition Groups | 0.7561 | 238040.6384 | 0.23804 | 74.0472 | 0.010211 | 18 | Residential_2021_SC D_MW_After Competition Groups_18 | Energy Star Torchiere | 1.021% | 0.23804 | 0.7561 | Residential_2021_SC D_MW_After Competition Groups_Energy Star Torchiere
Residential | Res ¦ Minimize Hot and Warm Clothes Wash | 2021 | SC D | MW | After Competition Groups | 0.60999 | 0 | 0 | 74.0472 | 0.0082379 | 19 | Residential_2021_SC D_MW_After Competition Groups_19 | Minimize Hot and Warm Clothes Wash | 0.8238% | 0 | 0.60999 | Residential_2021_SC D_MW_After Competition Groups_Minimize Hot and Warm Clothes Wash
Residential | Res ¦ Refrigerator Recycling | 2021 | SC D | MW | After Competition Groups | 0.49096 | 216691.9404 | 0.21669 | 74.0472 | 0.0066303 | 20 | Residential_2021_SC D_MW_After Competition Groups_20 | Refrigerator Recycling | 0.663% | 0.21669 | 0.49096 | Residential_2021_SC D_MW_After Competition Groups_Refrigerator Recycling
Residential | Res ¦ Outside Air Economizer | 2021 | SC D | MW | After Competition Groups | 0.44731 | 150303.5342 | 0.1503 | 74.0472 | 0.0060409 | 21 | Residential_2021_SC D_MW_After Competition Groups_21 | Outside Air Economizer | 0.6041% | 0.1503 | 0.44731 | Residential_2021_SC D_MW_After Competition Groups_Outside Air Economizer
Residential | Res ¦ LED Parking Lot Fixture | 2021 | SC D | MW | After Competition Groups | 0.31425 | 0 | 0 | 74.0472 | 0.0042439 | 22 | Residential_2021_SC D_MW_After Competition Groups_22 | LED Parking Lot Fixture | 0.4244% | 0 | 0.31425 | Residential_2021_SC D_MW_After Competition Groups_LED Parking Lot Fixture
Residential | Res ¦ Energy Star Light Fixture | 2021 | SC D | MW | After Competition Groups | 0.30111 | 114977.6823 | 0.11498 | 74.0472 | 0.0040664 | 23 | Residential_2021_SC D_MW_After Competition Groups_23 | Energy Star Light Fixture | 0.4066% | 0.11498 | 0.30111 | Residential_2021_SC D_MW_After Competition Groups_Energy Star Light Fixture
Residential | Res ¦ ENERGY STAR LED Lamps (General Service Lamps) | 2021 | SC D | MW | After Competition Groups | 0.2693 | 36167.4398 | 0.036167 | 74.0472 | 0.0036368 | 24 | Residential_2021_SC D_MW_After Competition Groups_24 | ENERGY STAR LED Lamps (General Service Lamps) | 0.3637% | 0.036167 | 0.2693 | Residential_2021_SC D_MW_After Competition Groups_ENERGY STAR LED Lamps (General Service Lamps)
Residential | Res ¦ Air Sealing | 2021 | SC D | MW | After Competition Groups | 0.24519 | 0 | 0 | 74.0472 | 0.0033113 | 25 | Residential_2021_SC D_MW_After Competition Groups_25 | Air Sealing | 0.3311% | 0 | 0.24519 | Residential_2021_SC D_MW_After Competition Groups_Air Sealing
Residential | Res ¦ Energy Star Clothes Dryer | 2021 | SC D | MW | After Competition Groups | 0.2192 | 241153.5856 | 0.24115 | 74.0472 | 0.0029602 | 26 | Residential_2021_SC D_MW_After Competition Groups_26 | Energy Star Clothes Dryer | 0.296% | 0.24115 | 0.2192 | Residential_2021_SC D_MW_After Competition Groups_Energy Star Clothes Dryer
Residential | Res ¦ Furnace Whistle | 2021 | SC D | MW | After Competition Groups | 0.16983 | 17914.6484 | 0.017915 | 74.0472 | 0.0022935 | 27 | Residential_2021_SC D_MW_After Competition Groups_27 | Furnace Whistle | 0.2294% | 0.017915 | 0.16983 | Residential_2021_SC D_MW_After Competition Groups_Furnace Whistle
Residential | Res ¦ Comprehensive Draft Proofing | 2021 | SC D | MW | After Competition Groups | 0.13 | 0 | 0 | 74.0472 | 0.0017557 | 28 | Residential_2021_SC D_MW_After Competition Groups_28 | Comprehensive Draft Proofing | 0.1756% | 0 | 0.13 | Residential_2021_SC D_MW_After Competition Groups_Comprehensive Draft Proofing
Residential | Res ¦ LED Exterior Area Lights - LED Fixture (200W) | 2021 | SC D | MW | After Competition Groups | 0.12269 | 0 | 0 | 74.0472 | 0.001657 | 29 | Residential_2021_SC D_MW_After Competition Groups_29 | LED Exterior Area Lights - LED Fixture (200W) | 0.1657% | 0 | 0.12269 | Residential_2021_SC D_MW_After Competition Groups_LED Exterior Area Lights - LED Fixture (200W)
Residential | Res ¦ Variable Frequency Drive (VFD) | 2021 | SC D | MW | After Competition Groups | 0.10699 | 50079.0568 | 0.050079 | 74.0472 | 0.0014449 | 30 | Residential_2021_SC D_MW_After Competition Groups_30 | Variable Frequency Drive (VFD) | 0.1445% | 0.050079 | 0.10699 | Residential_2021_SC D_MW_After Competition Groups_Variable Frequency Drive (VFD)
Residential | Res ¦ Floor Insulation | 2021 | SC D | MW | After Competition Groups | 0.090202 | 48620.298 | 0.04862 | 74.0472 | 0.0012182 | 31 | Residential_2021_SC D_MW_After Competition Groups_31 | Floor Insulation | 0.1218% | 0.04862 | 0.090202 | Residential_2021_SC D_MW_After Competition Groups_Floor Insulation
Residential | Res ¦ CO Sensors for parking garage exhaust fans | 2021 | SC D | MW | After Competition Groups | 0.087926 | 41391.2071 | 0.041391 | 74.0472 | 0.0011874 | 32 | Residential_2021_SC D_MW_After Competition Groups_32 | CO Sensors for parking garage exhaust fans | 0.1187% | 0.041391 | 0.087926 | Residential_2021_SC D_MW_After Competition Groups_CO Sensors for parking garage exhaust fans
Residential | Res ¦ Water Heater Temperature Setback | 2021 | SC D | MW | After Competition Groups | 0.079534 | 7149.6871 | 0.0071497 | 74.0472 | 0.0010741 | 33 | Residential_2021_SC D_MW_After Competition Groups_33 | Water Heater Temperature Setback | 0.1074% | 0.0071497 | 0.079534 | Residential_2021_SC D_MW_After Competition Groups_Water Heater Temperature Setback
Residential | Res ¦ Demand Control Ventilation | 2021 | SC D | MW | After Competition Groups | 0.074447 | 0 | 0 | 74.0472 | 0.0010054 | 34 | Residential_2021_SC D_MW_After Competition Groups_34 | Demand Control Ventilation | 0.1005% | 0 | 0.074447 | Residential_2021_SC D_MW_After Competition Groups_Demand Control Ventilation
Residential | Res ¦ Clothes Drying Racks | 2021 | SC D | MW | After Competition Groups | 0.064388 | 0 | 0 | 74.0472 | 0.00086955 | 35 | Residential_2021_SC D_MW_After Competition Groups_35 | Clothes Drying Racks | 0.08695% | 0 | 0.064388 | Residential_2021_SC D_MW_After Competition Groups_Clothes Drying Racks
Residential | Res ¦ Duct Insulation | 2021 | SC D | MW | After Competition Groups | 0.046076 | 14074.2963 | 0.014074 | 74.0472 | 0.00062225 | 36 | Residential_2021_SC D_MW_After Competition Groups_36 | Duct Insulation | 0.06223% | 0.014074 | 0.046076 | Residential_2021_SC D_MW_After Competition Groups_Duct Insulation
Residential | Res ¦ VFD on Pumps | 2021 | SC D | MW | After Competition Groups | 0.030234 | 14064.8105 | 0.014065 | 74.0472 | 0.00040831 | 37 | Residential_2021_SC D_MW_After Competition Groups_37 | VFD on Pumps | 0.04083% | 0.014065 | 0.030234 | Residential_2021_SC D_MW_After Competition Groups_VFD on Pumps
Residential | Res ¦ Duct Insulation MF | 2021 | SC D | MW | After Competition Groups | 0.02746 | 12569.0021 | 0.012569 | 74.0472 | 0.00037084 | 38 | Residential_2021_SC D_MW_After Competition Groups_38 | Duct Insulation MF | 0.03708% | 0.012569 | 0.02746 | Residential_2021_SC D_MW_After Competition Groups_Duct Insulation MF
Residential | Res ¦ Condensing Make Up Air Unit | 2021 | SC D | MW | After Competition Groups | 0.022884 | 20117.8268 | 0.020118 | 74.0472 | 0.00030905 | 39 | Residential_2021_SC D_MW_After Competition Groups_39 | Condensing Make Up Air Unit | 0.0309% | 0.020118 | 0.022884 | Residential_2021_SC D_MW_After Competition Groups_Condensing Make Up Air Unit
Residential | Res ¦ ECM MOTORS FOR HVAC APPLICATION (FAN-POWERED VAV BOX) | 2021 | SC D | MW | After Competition Groups | 0.016819 | 8945.9187 | 0.0089459 | 74.0472 | 0.00022714 | 40 | Residential_2021_SC D_MW_After Competition Groups_40 | ECM MOTORS FOR HVAC APPLICATION (FAN-POWERED VAV BOX) | 0.02271% | 0.0089459 | 0.016819 | Residential_2021_SC D_MW_After Competition Groups_ECM MOTORS FOR HVAC APPLICATION (FAN-POWERED VAV BOX)
Residential | Res ¦ Chilled Water Optimization | 2021 | SC D | MW | After Competition Groups | 0.013295 | 57.529 | 5.7529e-05 | 74.0472 | 0.00017955 | 41 | Residential_2021_SC D_MW_After Competition Groups_41 | Chilled Water Optimization | 0.01796% | 5.7529e-05 | 0.013295 | Residential_2021_SC D_MW_After Competition Groups_Chilled Water Optimization
Residential | Res ¦ Beverage Vending Machine Controls | 2021 | SC D | MW | After Competition Groups | 0.0081272 | 1864.2627 | 0.0018643 | 74.0472 | 0.00010976 | 42 | Residential_2021_SC D_MW_After Competition Groups_42 | Beverage Vending Machine Controls | 0.01098% | 0.0018643 | 0.0081272 | Residential_2021_SC D_MW_After Competition Groups_Beverage Vending Machine Controls
Residential | Res ¦ Home Energy Reports | 2021 | SC D | MW | After Competition Groups | 0.0072025 | 14454.4454 | 0.014454 | 74.0472 | 9.7269e-05 | 43 | Residential_2021_SC D_MW_After Competition Groups_43 | Home Energy Reports | 0.009727% | 0.014454 | 0.0072025 | Residential_2021_SC D_MW_After Competition Groups_Home Energy Reports
Residential | Res ¦ Heat Recovery Ventilator | 2021 | SC D | MW | After Competition Groups | 0.0049971 | 0 | 0 | 74.0472 | 6.7485e-05 | 44 | Residential_2021_SC D_MW_After Competition Groups_44 | Heat Recovery Ventilator | 0.006749% | 0 | 0.0049971 | Residential_2021_SC D_MW_After Competition Groups_Heat Recovery Ventilator
Residential | Res ¦ LED High Bay Fixture | 2021 | SC D | MW | After Competition Groups | 0.0012244 | 2236.663 | 0.0022367 | 74.0472 | 1.6536e-05 | 45 | Residential_2021_SC D_MW_After Competition Groups_45 | LED High Bay Fixture | 0.001654% | 0.0022367 | 0.0012244 | Residential_2021_SC D_MW_After Competition Groups_LED High Bay Fixture
Residential | Res ¦ Wall Insulation MF | 2021 | SC D | MW | After Competition Groups | 0.0003509 | 0 | 0 | 74.0472 | 4.7389e-06 | 46 | Residential_2021_SC D_MW_After Competition Groups_46 | Wall Insulation MF | 0.0004739% | 0 | 0.0003509 | Residential_2021_SC D_MW_After Competition Groups_Wall Insulation MF
Residential | Res ¦ Wall Insulation | 2021 | SC D | MW | After Competition Groups | 0.00033708 | 0 | 0 | 74.0472 | 4.5522e-06 | 47 | Residential_2021_SC D_MW_After Competition Groups_47 | Wall Insulation | 0.0004552% | 0 | 0.00033708 | Residential_2021_SC D_MW_After Competition Groups_Wall Insulation
Residential | Res ¦ Freezer Recycling | 2021 | SC D | MW | After Competition Groups | 6.7132e-05 | 0 | 0 | 74.0472 | 9.066e-07 | 48 | Residential_2021_SC D_MW_After Competition Groups_48 | Freezer Recycling | 9.066e-05% | 0 | 6.7132e-05 | Residential_2021_SC D_MW_After Competition Groups_Freezer Recycling
Residential | Res ¦ Energy Star Dehumidifier | 2021 | SC D | MW | After Competition Groups | 0 | 0 | 0 | 74.0472 | 0 | 49 | Residential_2021_SC D_MW_After Competition Groups_49 | Energy Star Dehumidifier | 0% | 0 | 0 | Residential_2021_SC D_MW_After Competition Groups_Energy Star Dehumidifier
Residential | Res ¦ Energy Star Freezer | 2021 | SC D | MW | After Competition Groups | 0 | 0 | 0 | 74.0472 | 0 | 50 | Residential_2021_SC D_MW_After Competition Groups_50 | Energy Star Freezer | 0% | 0 | 0 | Residential_2021_SC D_MW_After Competition Groups_Energy Star Freezer
Residential | Res ¦ LED Downlight | 2021 | SC D | MW | After Competition Groups | 0 | 0 | 0 | 74.0472 | 0 | 51 | Residential_2021_SC D_MW_After Competition Groups_51 | LED Downlight | 0% | 0 | 0 | Residential_2021_SC D_MW_After Competition Groups_LED Downlight
Residential | Res ¦ Smart Burners | 2021 | SC D | MW | After Competition Groups | 0 | 0 | 0 | 74.0472 | 0 | 52 | Residential_2021_SC D_MW_After Competition Groups_52 | Smart Burners | 0% | 0 | 0 | Residential_2021_SC D_MW_After Competition Groups_Smart Burners
Residential | Res ¦ Smart Power Bar | 2021 | SC D | MW | After Competition Groups | 0 | 0 | 0 | 74.0472 | 0 | 53 | Residential_2021_SC D_MW_After Competition Groups_53 | Smart Power Bar | 0% | 0 | 0 | Residential_2021_SC D_MW_After Competition Groups_Smart Power Bar
Residential | Res ¦ Tankless Water Heater | 2021 | SC D | MW | After Competition Groups | 0 | 0 | 0 | 74.0472 | 0 | 54 | Residential_2021_SC D_MW_After Competition Groups_54 | Tankless Water Heater | 0% | 0 | 0 | Residential_2021_SC D_MW_After Competition Groups_Tankless Water Heater
Residential | Res ¦ Energy Star Central Air Conditioner | 2021 | Technical | MW | After Competition Groups | 223.1358 | 0 | 0 | 1593.8508 | 0.14 | 1 | Residential_2021_Technical_MW_After Competition Groups_1 | Energy Star Central Air Conditioner | 14% | 0 | 223.1358 | Residential_2021_Technical_MW_After Competition Groups_Energy Star Central Air Conditioner
Residential | Res ¦ Adaptive Thermostat | 2021 | Technical | MW | After Competition Groups | 185.967 | 0 | 0 | 1593.8508 | 0.11668 | 2 | Residential_2021_Technical_MW_After Competition Groups_2 | Adaptive Thermostat | 11.67% | 0 | 185.967 | Residential_2021_Technical_MW_After Competition Groups_Adaptive Thermostat
Residential | Res ¦ Building Recommissioning, Operations and Maintenance (O&M) Improvements | 2021 | Technical | MW | After Competition Groups | 93.9681 | 0 | 0 | 1593.8508 | 0.058957 | 3 | Residential_2021_Technical_MW_After Competition Groups_3 | Building Recommissioning, Operations and Maintenance (O&M) Improvements | 5.896% | 0 | 93.9681 | Residential_2021_Technical_MW_After Competition Groups_Building Recommissioning, Operations and Maintenance (O&M) Improvements
Residential | Res ¦ Basement Wall Insulation | 2021 | Technical | MW | After Competition Groups | 86.6721 | 0 | 0 | 1593.8508 | 0.054379 | 4 | Residential_2021_Technical_MW_After Competition Groups_4 | Basement Wall Insulation | 5.438% | 0 | 86.6721 | Residential_2021_Technical_MW_After Competition Groups_Basement Wall Insulation
Residential | Res ¦ Basement or Crawlspace Insulation | 2021 | Technical | MW | After Competition Groups | 71.975 | 0 | 0 | 1593.8508 | 0.045158 | 5 | Residential_2021_Technical_MW_After Competition Groups_5 | Basement or Crawlspace Insulation | 4.516% | 0 | 71.975 | Residential_2021_Technical_MW_After Competition Groups_Basement or Crawlspace Insulation
Residential | Res ¦ Smart Power Bar | 2021 | Technical | MW | After Competition Groups | 69.6814 | 0 | 0 | 1593.8508 | 0.043719 | 6 | Residential_2021_Technical_MW_After Competition Groups_6 | Smart Power Bar | 4.372% | 0 | 69.6814 | Residential_2021_Technical_MW_After Competition Groups_Smart Power Bar
Residential | Res ¦ Variable Speed Pool Pump Motor | 2021 | Technical | MW | After Competition Groups | 67.1205 | 0 | 0 | 1593.8508 | 0.042112 | 7 | Residential_2021_Technical_MW_After Competition Groups_7 | Variable Speed Pool Pump Motor | 4.211% | 0 | 67.1205 | Residential_2021_Technical_MW_After Competition Groups_Variable Speed Pool Pump Motor
Residential | Res ¦ Attic Insulation | 2021 | Technical | MW | After Competition Groups | 66.862 | 0 | 0 | 1593.8508 | 0.04195 | 8 | Residential_2021_Technical_MW_After Competition Groups_8 | Attic Insulation | 4.195% | 0 | 66.862 | Residential_2021_Technical_MW_After Competition Groups_Attic Insulation
Residential | Res ¦ Energy Star LED Bulbs General Purpose LEDs | 2021 | Technical | MW | After Competition Groups | 61.4876 | 0 | 0 | 1593.8508 | 0.038578 | 9 | Residential_2021_Technical_MW_After Competition Groups_9 | Energy Star LED Bulbs General Purpose LEDs | 3.858% | 0 | 61.4876 | Residential_2021_Technical_MW_After Competition Groups_Energy Star LED Bulbs General Purpose LEDs
Residential | Res ¦ Ductless Mini-Split Air Conditioner | 2021 | Technical | MW | After Competition Groups | 55.9136 | 0 | 0 | 1593.8508 | 0.035081 | 10 | Residential_2021_Technical_MW_After Competition Groups_10 | Ductless Mini-Split Air Conditioner | 3.508% | 0 | 55.9136 | Residential_2021_Technical_MW_After Competition Groups_Ductless Mini-Split Air Conditioner
Residential | Res ¦ Wall Insulation | 2021 | Technical | MW | After Competition Groups | 52.2397 | 0 | 0 | 1593.8508 | 0.032776 | 11 | Residential_2021_Technical_MW_After Competition Groups_11 | Wall Insulation | 3.278% | 0 | 52.2397 | Residential_2021_Technical_MW_After Competition Groups_Wall Insulation
Residential | Res ¦ Energy Star Ground Source Heat Pump | 2021 | Technical | MW | After Competition Groups | 49.5938 | 0 | 0 | 1593.8508 | 0.031116 | 12 | Residential_2021_Technical_MW_After Competition Groups_12 | Energy Star Ground Source Heat Pump | 3.112% | 0 | 49.5938 | Residential_2021_Technical_MW_After Competition Groups_Energy Star Ground Source Heat Pump
Residential | Res ¦ Ductless Mini-Split Heat Pump | 2021 | Technical | MW | After Competition Groups | 49.1725 | 0 | 0 | 1593.8508 | 0.030851 | 13 | Residential_2021_Technical_MW_After Competition Groups_13 | Ductless Mini-Split Heat Pump | 3.085% | 0 | 49.1725 | Residential_2021_Technical_MW_After Competition Groups_Ductless Mini-Split Heat Pump
Residential | Res ¦ Smart Burners | 2021 | Technical | MW | After Competition Groups | 32.361 | 0 | 0 | 1593.8508 | 0.020304 | 14 | Residential_2021_Technical_MW_After Competition Groups_14 | Smart Burners | 2.03% | 0 | 32.361 | Residential_2021_Technical_MW_After Competition Groups_Smart Burners
Residential | Res ¦ Energy Star Refrigerator | 2021 | Technical | MW | After Competition Groups | 29.0971 | 0 | 0 | 1593.8508 | 0.018256 | 15 | Residential_2021_Technical_MW_After Competition Groups_15 | Energy Star Refrigerator | 1.826% | 0 | 29.0971 | Residential_2021_Technical_MW_After Competition Groups_Energy Star Refrigerator
Residential | Res ¦ Heat Pump Clothes Dryer | 2021 | Technical | MW | After Competition Groups | 27.1286 | 0 | 0 | 1593.8508 | 0.017021 | 16 | Residential_2021_Technical_MW_After Competition Groups_16 | Heat Pump Clothes Dryer | 1.702% | 0 | 27.1286 | Residential_2021_Technical_MW_After Competition Groups_Heat Pump Clothes Dryer
Residential | Res ¦ Ceiling Insulation | 2021 | Technical | MW | After Competition Groups | 26.1863 | 0 | 0 | 1593.8508 | 0.01643 | 17 | Residential_2021_Technical_MW_After Competition Groups_17 | Ceiling Insulation | 1.643% | 0 | 26.1863 | Residential_2021_Technical_MW_After Competition Groups_Ceiling Insulation
Residential | Res ¦ Energy Star Clothes Washer | 2021 | Technical | MW | After Competition Groups | 25.9111 | 0 | 0 | 1593.8508 | 0.016257 | 18 | Residential_2021_Technical_MW_After Competition Groups_18 | Energy Star Clothes Washer | 1.626% | 0 | 25.9111 | Residential_2021_Technical_MW_After Competition Groups_Energy Star Clothes Washer
Residential | Res ¦ Duct Insulation | 2021 | Technical | MW | After Competition Groups | 21.5272 | 0 | 0 | 1593.8508 | 0.013506 | 19 | Residential_2021_Technical_MW_After Competition Groups_19 | Duct Insulation | 1.351% | 0 | 21.5272 | Residential_2021_Technical_MW_After Competition Groups_Duct Insulation
Residential | Res ¦ Variable Refrigerant Flow Heat Pump | 2021 | Technical | MW | After Competition Groups | 21.4925 | 0 | 0 | 1593.8508 | 0.013485 | 20 | Residential_2021_Technical_MW_After Competition Groups_20 | Variable Refrigerant Flow Heat Pump | 1.348% | 0 | 21.4925 | Residential_2021_Technical_MW_After Competition Groups_Variable Refrigerant Flow Heat Pump
Residential | Res ¦ Air Sealing | 2021 | Technical | MW | After Competition Groups | 18.4362 | 0 | 0 | 1593.8508 | 0.011567 | 21 | Residential_2021_Technical_MW_After Competition Groups_21 | Air Sealing | 1.157% | 0 | 18.4362 | Residential_2021_Technical_MW_After Competition Groups_Air Sealing
Residential | Res ¦ Central Air Conditioner Maintenance | 2021 | Technical | MW | After Competition Groups | 17.5236 | 0 | 0 | 1593.8508 | 0.010995 | 22 | Residential_2021_Technical_MW_After Competition Groups_22 | Central Air Conditioner Maintenance | 1.099% | 0 | 17.5236 | Residential_2021_Technical_MW_After Competition Groups_Central Air Conditioner Maintenance
Residential | Res ¦ Floor Insulation | 2021 | Technical | MW | After Competition Groups | 17.5235 | 0 | 0 | 1593.8508 | 0.010994 | 23 | Residential_2021_Technical_MW_After Competition Groups_23 | Floor Insulation | 1.099% | 0 | 17.5235 | Residential_2021_Technical_MW_After Competition Groups_Floor Insulation
Residential | Res ¦ Dehumidifier Recycling | 2021 | Technical | MW | After Competition Groups | 16.1638 | 0 | 0 | 1593.8508 | 0.010141 | 24 | Residential_2021_Technical_MW_After Competition Groups_24 | Dehumidifier Recycling | 1.014% | 0 | 16.1638 | Residential_2021_Technical_MW_After Competition Groups_Dehumidifier Recycling
Residential | Res ¦ Advanced BAS/Controllers | 2021 | Technical | MW | After Competition Groups | 13.7533 | 0 | 0 | 1593.8508 | 0.008629 | 25 | Residential_2021_Technical_MW_After Competition Groups_25 | Advanced BAS/Controllers | 0.8629% | 0 | 13.7533 | Residential_2021_Technical_MW_After Competition Groups_Advanced BAS/Controllers
Residential | Res ¦ Occupancy Sensors MF | 2021 | Technical | MW | After Competition Groups | 13.6296 | 0 | 0 | 1593.8508 | 0.0085514 | 26 | Residential_2021_Technical_MW_After Competition Groups_26 | Occupancy Sensors MF | 0.8551% | 0 | 13.6296 | Residential_2021_Technical_MW_After Competition Groups_Occupancy Sensors MF
Residential | Res ¦ Lighting Motion Sensors, Timers, Dimmers | 2021 | Technical | MW | After Competition Groups | 12.8558 | 0 | 0 | 1593.8508 | 0.0080659 | 27 | Residential_2021_Technical_MW_After Competition Groups_27 | Lighting Motion Sensors, Timers, Dimmers | 0.8066% | 0 | 12.8558 | Residential_2021_Technical_MW_After Competition Groups_Lighting Motion Sensors, Timers, Dimmers
Residential | Res ¦ Clothes Drying Racks | 2021 | Technical | MW | After Competition Groups | 12.7273 | 0 | 0 | 1593.8508 | 0.0079852 | 28 | Residential_2021_Technical_MW_After Competition Groups_28 | Clothes Drying Racks | 0.7985% | 0 | 12.7273 | Residential_2021_Technical_MW_After Competition Groups_Clothes Drying Racks
Residential | Res ¦ Refrigerator Recycling | 2021 | Technical | MW | After Competition Groups | 10.7855 | 0 | 0 | 1593.8508 | 0.0067669 | 29 | Residential_2021_Technical_MW_After Competition Groups_29 | Refrigerator Recycling | 0.6767% | 0 | 10.7855 | Residential_2021_Technical_MW_After Competition Groups_Refrigerator Recycling
Residential | Res ¦ Freezer Recycling | 2021 | Technical | MW | After Competition Groups | 10.0476 | 0 | 0 | 1593.8508 | 0.006304 | 30 | Residential_2021_Technical_MW_After Competition Groups_30 | Freezer Recycling | 0.6304% | 0 | 10.0476 | Residential_2021_Technical_MW_After Competition Groups_Freezer Recycling
Residential | Res ¦ Energy Star A Line, PAR, MR Lamps | 2021 | Technical | MW | After Competition Groups | 10.0324 | 0 | 0 | 1593.8508 | 0.0062944 | 31 | Residential_2021_Technical_MW_After Competition Groups_31 | Energy Star A Line, PAR, MR Lamps | 0.6294% | 0 | 10.0324 | Residential_2021_Technical_MW_After Competition Groups_Energy Star A Line, PAR, MR Lamps
Residential | Res ¦ Energy Star Light Fixture | 2021 | Technical | MW | After Competition Groups | 9.653 | 0 | 0 | 1593.8508 | 0.0060564 | 32 | Residential_2021_Technical_MW_After Competition Groups_32 | Energy Star Light Fixture | 0.6056% | 0 | 9.653 | Residential_2021_Technical_MW_After Competition Groups_Energy Star Light Fixture
Residential | Res ¦ Energy Star Dehumidifier | 2021 | Technical | MW | After Competition Groups | 9.4973 | 0 | 0 | 1593.8508 | 0.0059587 | 33 | Residential_2021_Technical_MW_After Competition Groups_33 | Energy Star Dehumidifier | 0.5959% | 0 | 9.4973 | Residential_2021_Technical_MW_After Competition Groups_Energy Star Dehumidifier
Residential | Res ¦ Duct Insulation MF | 2021 | Technical | MW | After Competition Groups | 9.4968 | 0 | 0 | 1593.8508 | 0.0059584 | 34 | Residential_2021_Technical_MW_After Competition Groups_34 | Duct Insulation MF | 0.5958% | 0 | 9.4968 | Residential_2021_Technical_MW_After Competition Groups_Duct Insulation MF
Residential | Res ¦ Energy Star Windows | 2021 | Technical | MW | After Competition Groups | 7.4581 | 0 | 0 | 1593.8508 | 0.0046793 | 35 | Residential_2021_Technical_MW_After Competition Groups_35 | Energy Star Windows | 0.4679% | 0 | 7.4581 | Residential_2021_Technical_MW_After Competition Groups_Energy Star Windows
Residential | Res ¦ INTEGRAL LED TROFFERS | 2021 | Technical | MW | After Competition Groups | 7.4571 | 0 | 0 | 1593.8508 | 0.0046787 | 36 | Residential_2021_Technical_MW_After Competition Groups_36 | INTEGRAL LED TROFFERS | 0.4679% | 0 | 7.4571 | Residential_2021_Technical_MW_After Competition Groups_INTEGRAL LED TROFFERS
Residential | Res ¦ Furnace with ECM | 2021 | Technical | MW | After Competition Groups | 7.0627 | 0 | 0 | 1593.8508 | 0.0044312 | 37 | Residential_2021_Technical_MW_After Competition Groups_37 | Furnace with ECM | 0.4431% | 0 | 7.0627 | Residential_2021_Technical_MW_After Competition Groups_Furnace with ECM
Residential | Res ¦ Energy Star Torchiere | 2021 | Technical | MW | After Competition Groups | 5.8914 | 0 | 0 | 1593.8508 | 0.0036963 | 38 | Residential_2021_Technical_MW_After Competition Groups_38 | Energy Star Torchiere | 0.3696% | 0 | 5.8914 | Residential_2021_Technical_MW_After Competition Groups_Energy Star Torchiere
Residential | Res ¦ Home Energy Reports | 2021 | Technical | MW | After Competition Groups | 5.8511 | 0 | 0 | 1593.8508 | 0.0036711 | 39 | Residential_2021_Technical_MW_After Competition Groups_39 | Home Energy Reports | 0.3671% | 0 | 5.8511 | Residential_2021_Technical_MW_After Competition Groups_Home Energy Reports
Residential | Res ¦ Minimize Hot and Warm Clothes Wash | 2021 | Technical | MW | After Competition Groups | 5.3311 | 0 | 0 | 1593.8508 | 0.0033448 | 40 | Residential_2021_Technical_MW_After Competition Groups_40 | Minimize Hot and Warm Clothes Wash | 0.3345% | 0 | 5.3311 | Residential_2021_Technical_MW_After Competition Groups_Minimize Hot and Warm Clothes Wash
Residential | Res ¦ Passive Attic Ventilation | 2021 | Technical | MW | After Competition Groups | 4.5601 | 0 | 0 | 1593.8508 | 0.0028611 | 41 | Residential_2021_Technical_MW_After Competition Groups_41 | Passive Attic Ventilation | 0.2861% | 0 | 4.5601 | Residential_2021_Technical_MW_After Competition Groups_Passive Attic Ventilation
Residential | Res ¦ Early Hot Water Heater Replacement | 2021 | Technical | MW | After Competition Groups | 3.4597 | 0 | 0 | 1593.8508 | 0.0021707 | 42 | Residential_2021_Technical_MW_After Competition Groups_42 | Early Hot Water Heater Replacement | 0.2171% | 0 | 3.4597 | Residential_2021_Technical_MW_After Competition Groups_Early Hot Water Heater Replacement
Residential | Res ¦ LED Downlight | 2021 | Technical | MW | After Competition Groups | 3.2685 | 0 | 0 | 1593.8508 | 0.0020507 | 43 | Residential_2021_Technical_MW_After Competition Groups_43 | LED Downlight | 0.2051% | 0 | 3.2685 | Residential_2021_Technical_MW_After Competition Groups_LED Downlight
Residential | Res ¦ Energy Star Freezer | 2021 | Technical | MW | After Competition Groups | 3.0701 | 0 | 0 | 1593.8508 | 0.0019262 | 44 | Residential_2021_Technical_MW_After Competition Groups_44 | Energy Star Freezer | 0.1926% | 0 | 3.0701 | Residential_2021_Technical_MW_After Competition Groups_Energy Star Freezer
Residential | Res ¦ Air Source Heat Pump Maintenance | 2021 | Technical | MW | After Competition Groups | 3.0652 | 0 | 0 | 1593.8508 | 0.0019232 | 45 | Residential_2021_Technical_MW_After Competition Groups_45 | Air Source Heat Pump Maintenance | 0.1923% | 0 | 3.0652 | Residential_2021_Technical_MW_After Competition Groups_Air Source Heat Pump Maintenance
Residential | Res ¦ Outside Air Economizer | 2021 | Technical | MW | After Competition Groups | 2.843 | 0 | 0 | 1593.8508 | 0.0017837 | 46 | Residential_2021_Technical_MW_After Competition Groups_46 | Outside Air Economizer | 0.1784% | 0 | 2.843 | Residential_2021_Technical_MW_After Competition Groups_Outside Air Economizer
Residential | Res ¦ High Efficiency Chiller (avg of water and air cooled) | 2021 | Technical | MW | After Competition Groups | 2.648 | 0 | 0 | 1593.8508 | 0.0016614 | 47 | Residential_2021_Technical_MW_After Competition Groups_47 | High Efficiency Chiller (avg of water and air cooled) | 0.1661% | 0 | 2.648 | Residential_2021_Technical_MW_After Competition Groups_High Efficiency Chiller (avg of water and air cooled)
Residential | Res ¦ Demand Control Ventilation | 2021 | Technical | MW | After Competition Groups | 2.4171 | 0 | 0 | 1593.8508 | 0.0015165 | 48 | Residential_2021_Technical_MW_After Competition Groups_48 | Demand Control Ventilation | 0.1517% | 0 | 2.4171 | Residential_2021_Technical_MW_After Competition Groups_Demand Control Ventilation
Residential | Res ¦ Drain Water Heat Recovery | 2021 | Technical | MW | After Competition Groups | 2.3238 | 0 | 0 | 1593.8508 | 0.001458 | 49 | Residential_2021_Technical_MW_After Competition Groups_49 | Drain Water Heat Recovery | 0.1458% | 0 | 2.3238 | Residential_2021_Technical_MW_After Competition Groups_Drain Water Heat Recovery
Residential | Res ¦ Furnace Whistle | 2021 | Technical | MW | After Competition Groups | 2.3227 | 0 | 0 | 1593.8508 | 0.0014573 | 50 | Residential_2021_Technical_MW_After Competition Groups_50 | Furnace Whistle | 0.1457% | 0 | 2.3227 | Residential_2021_Technical_MW_After Competition Groups_Furnace Whistle
Residential | Res ¦ Window Film | 2021 | Technical | MW | After Competition Groups | 2.1374 | 0 | 0 | 1593.8508 | 0.001341 | 51 | Residential_2021_Technical_MW_After Competition Groups_51 | Window Film | 0.1341% | 0 | 2.1374 | Residential_2021_Technical_MW_After Competition Groups_Window Film
Residential | Res ¦ Comprehensive Draft Proofing | 2021 | Technical | MW | After Competition Groups | 1.9737 | 0 | 0 | 1593.8508 | 0.0012383 | 52 | Residential_2021_Technical_MW_After Competition Groups_52 | Comprehensive Draft Proofing | 0.1238% | 0 | 1.9737 | Residential_2021_Technical_MW_After Competition Groups_Comprehensive Draft Proofing
Residential | Res ¦ Variable Frequency Drive (VFD) | 2021 | Technical | MW | After Competition Groups | 1.9144 | 0 | 0 | 1593.8508 | 0.0012011 | 53 | Residential_2021_Technical_MW_After Competition Groups_53 | Variable Frequency Drive (VFD) | 0.1201% | 0 | 1.9144 | Residential_2021_Technical_MW_After Competition Groups_Variable Frequency Drive (VFD)
Residential | Res ¦ Central Lighting Control System | 2021 | Technical | MW | After Competition Groups | 1.9138 | 0 | 0 | 1593.8508 | 0.0012007 | 54 | Residential_2021_Technical_MW_After Competition Groups_54 | Central Lighting Control System | 0.1201% | 0 | 1.9138 | Residential_2021_Technical_MW_After Competition Groups_Central Lighting Control System
Residential | Res ¦ ENERGY STAR LED LAMPS (REFLECTOR LAMPs/MR16/PAR 16) | 2021 | Technical | MW | After Competition Groups | 1.8926 | 0 | 0 | 1593.8508 | 0.0011874 | 55 | Residential_2021_Technical_MW_After Competition Groups_55 | ENERGY STAR LED LAMPS (REFLECTOR LAMPs/MR16/PAR 16) | 0.1187% | 0 | 1.8926 | Residential_2021_Technical_MW_After Competition Groups_ENERGY STAR LED LAMPS (REFLECTOR LAMPs/MR16/PAR 16)
Residential | Res ¦ CO Sensors for parking garage exhaust fans | 2021 | Technical | MW | After Competition Groups | 1.7937 | 0 | 0 | 1593.8508 | 0.0011254 | 56 | Residential_2021_Technical_MW_After Competition Groups_56 | CO Sensors for parking garage exhaust fans | 0.1125% | 0 | 1.7937 | Residential_2021_Technical_MW_After Competition Groups_CO Sensors for parking garage exhaust fans
Residential | Res ¦ Heat Pump Water Heater | 2021 | Technical | MW | After Competition Groups | 1.5799 | 0 | 0 | 1593.8508 | 0.00099127 | 57 | Residential_2021_Technical_MW_After Competition Groups_57 | Heat Pump Water Heater | 0.09913% | 0 | 1.5799 | Residential_2021_Technical_MW_After Competition Groups_Heat Pump Water Heater
Residential | Res ¦ LED Tube Re-Lamp | 2021 | Technical | MW | After Competition Groups | 1.5507 | 0 | 0 | 1593.8508 | 0.00097292 | 58 | Residential_2021_Technical_MW_After Competition Groups_58 | LED Tube Re-Lamp | 0.09729% | 0 | 1.5507 | Residential_2021_Technical_MW_After Competition Groups_LED Tube Re-Lamp
Residential | Res ¦ DHW Recirculation Systems | 2021 | Technical | MW | After Competition Groups | 1.503 | 0 | 0 | 1593.8508 | 0.00094301 | 59 | Residential_2021_Technical_MW_After Competition Groups_59 | DHW Recirculation Systems | 0.0943% | 0 | 1.503 | Residential_2021_Technical_MW_After Competition Groups_DHW Recirculation Systems
Residential | Res ¦ Energy Star Ceiling Fan/Lighting | 2021 | Technical | MW | After Competition Groups | 1.3649 | 0 | 0 | 1593.8508 | 0.00085636 | 60 | Residential_2021_Technical_MW_After Competition Groups_60 | Energy Star Ceiling Fan/Lighting | 0.08564% | 0 | 1.3649 | Residential_2021_Technical_MW_After Competition Groups_Energy Star Ceiling Fan/Lighting
Residential | Res ¦ Water Heater Temperature Setback | 2021 | Technical | MW | After Competition Groups | 1.2107 | 0 | 0 | 1593.8508 | 0.00075963 | 61 | Residential_2021_Technical_MW_After Competition Groups_61 | Water Heater Temperature Setback | 0.07596% | 0 | 1.2107 | Residential_2021_Technical_MW_After Competition Groups_Water Heater Temperature Setback
Residential | Res ¦ Heat Recovery Ventilator | 2021 | Technical | MW | After Competition Groups | 1.1897 | 0 | 0 | 1593.8508 | 0.00074646 | 62 | Residential_2021_Technical_MW_After Competition Groups_62 | Heat Recovery Ventilator | 0.07465% | 0 | 1.1897 | Residential_2021_Technical_MW_After Competition Groups_Heat Recovery Ventilator
Residential | Res ¦ Energy Star Dishwasher | 2021 | Technical | MW | After Competition Groups | 0.78915 | 0 | 0 | 1593.8508 | 0.00049512 | 63 | Residential_2021_Technical_MW_After Competition Groups_63 | Energy Star Dishwasher | 0.04951% | 0 | 0.78915 | Residential_2021_Technical_MW_After Competition Groups_Energy Star Dishwasher
Residential | Res ¦ LED Parking Lot Fixture | 2021 | Technical | MW | After Competition Groups | 0.76093 | 0 | 0 | 1593.8508 | 0.00047742 | 64 | Residential_2021_Technical_MW_After Competition Groups_64 | LED Parking Lot Fixture | 0.04774% | 0 | 0.76093 | Residential_2021_Technical_MW_After Competition Groups_LED Parking Lot Fixture
Residential | Res ¦ VFD on Pumps | 2021 | Technical | MW | After Competition Groups | 0.58869 | 0 | 0 | 1593.8508 | 0.00036935 | 65 | Residential_2021_Technical_MW_After Competition Groups_65 | VFD on Pumps | 0.03694% | 0 | 0.58869 | Residential_2021_Technical_MW_After Competition Groups_VFD on Pumps
Residential | Res ¦ HVAC Optimization | 2021 | Technical | MW | After Competition Groups | 0.49727 | 0 | 0 | 1593.8508 | 0.00031199 | 66 | Residential_2021_Technical_MW_After Competition Groups_66 | HVAC Optimization | 0.0312% | 0 | 0.49727 | Residential_2021_Technical_MW_After Competition Groups_HVAC Optimization
Residential | Res ¦ Condensing Make Up Air Unit | 2021 | Technical | MW | After Competition Groups | 0.4889 | 0 | 0 | 1593.8508 | 0.00030674 | 67 | Residential_2021_Technical_MW_After Competition Groups_67 | Condensing Make Up Air Unit | 0.03067% | 0 | 0.4889 | Residential_2021_Technical_MW_After Competition Groups_Condensing Make Up Air Unit
Residential | Res ¦ ENERGY STAR LED Lamps (General Service Lamps) | 2021 | Technical | MW | After Competition Groups | 0.41974 | 0 | 0 | 1593.8508 | 0.00026335 | 68 | Residential_2021_Technical_MW_After Competition Groups_68 | ENERGY STAR LED Lamps (General Service Lamps) | 0.02633% | 0 | 0.41974 | Residential_2021_Technical_MW_After Competition Groups_ENERGY STAR LED Lamps (General Service Lamps)
Residential | Res ¦ Solar Powered Attic Fan | 2021 | Technical | MW | After Competition Groups | 0.37454 | 0 | 0 | 1593.8508 | 0.00023499 | 69 | Residential_2021_Technical_MW_After Competition Groups_69 | Solar Powered Attic Fan | 0.0235% | 0 | 0.37454 | Residential_2021_Technical_MW_After Competition Groups_Solar Powered Attic Fan
Residential | Res ¦ LED Exterior Area Lights - LED Fixture (200W) | 2021 | Technical | MW | After Competition Groups | 0.34553 | 0 | 0 | 1593.8508 | 0.00021679 | 70 | Residential_2021_Technical_MW_After Competition Groups_70 | LED Exterior Area Lights - LED Fixture (200W) | 0.02168% | 0 | 0.34553 | Residential_2021_Technical_MW_After Competition Groups_LED Exterior Area Lights - LED Fixture (200W)
Residential | Res ¦ ECM MOTORS FOR HVAC APPLICATION (FAN-POWERED VAV BOX) | 2021 | Technical | MW | After Competition Groups | 0.29831 | 0 | 0 | 1593.8508 | 0.00018716 | 71 | Residential_2021_Technical_MW_After Competition Groups_71 | ECM MOTORS FOR HVAC APPLICATION (FAN-POWERED VAV BOX) | 0.01872% | 0 | 0.29831 | Residential_2021_Technical_MW_After Competition Groups_ECM MOTORS FOR HVAC APPLICATION (FAN-POWERED VAV BOX)
Residential | Res ¦ Wall Insulation MF | 2021 | Technical | MW | After Competition Groups | 0.19074 | 0 | 0 | 1593.8508 | 0.00011967 | 72 | Residential_2021_Technical_MW_After Competition Groups_72 | Wall Insulation MF | 0.01197% | 0 | 0.19074 | Residential_2021_Technical_MW_After Competition Groups_Wall Insulation MF
Residential | Res ¦ Beverage Vending Machine Controls | 2021 | Technical | MW | After Competition Groups | 0.17676 | 0 | 0 | 1593.8508 | 0.0001109 | 73 | Residential_2021_Technical_MW_After Competition Groups_73 | Beverage Vending Machine Controls | 0.01109% | 0 | 0.17676 | Residential_2021_Technical_MW_After Competition Groups_Beverage Vending Machine Controls
Residential | Res ¦ Tankless Water Heater | 2021 | Technical | MW | After Competition Groups | 0.085934 | 0 | 0 | 1593.8508 | 5.3916e-05 | 74 | Residential_2021_Technical_MW_After Competition Groups_74 | Tankless Water Heater | 0.005392% | 0 | 0.085934 | Residential_2021_Technical_MW_After Competition Groups_Tankless Water Heater
Residential | Res ¦ Chilled Water Optimization | 2021 | Technical | MW | After Competition Groups | 0.069263 | 0 | 0 | 1593.8508 | 4.3456e-05 | 75 | Residential_2021_Technical_MW_After Competition Groups_75 | Chilled Water Optimization | 0.004346% | 0 | 0.069263 | Residential_2021_Technical_MW_After Competition Groups_Chilled Water Optimization
Residential | Res ¦ LED Recessed Downlights | 2021 | Technical | MW | After Competition Groups | 0.040251 | 0 | 0 | 1593.8508 | 2.5254e-05 | 76 | Residential_2021_Technical_MW_After Competition Groups_76 | LED Recessed Downlights | 0.002525% | 0 | 0.040251 | Residential_2021_Technical_MW_After Competition Groups_LED Recessed Downlights
Residential | Res ¦ LED High Bay Fixture | 2021 | Technical | MW | After Competition Groups | 0.034396 | 0 | 0 | 1593.8508 | 2.1581e-05 | 77 | Residential_2021_Technical_MW_After Competition Groups_77 | LED High Bay Fixture | 0.002158% | 0 | 0.034396 | Residential_2021_Technical_MW_After Competition Groups_LED High Bay Fixture
Residential | Res ¦ Radiant Barrier | 2021 | Technical | MW | After Competition Groups | 0.014725 | 0 | 0 | 1593.8508 | 9.2386e-06 | 78 | Residential_2021_Technical_MW_After Competition Groups_78 | Radiant Barrier | 0.0009239% | 0 | 0.014725 | Residential_2021_Technical_MW_After Competition Groups_Radiant Barrier
Residential | Res ¦ Solar Water Preheat (Pools/DHW) | 2021 | Technical | MW | After Competition Groups | 0.0023938 | 0 | 0 | 1593.8508 | 1.5019e-06 | 79 | Residential_2021_Technical_MW_After Competition Groups_79 | Solar Water Preheat (Pools/DHW) | 0.0001502% | 0 | 0.0023938 | Residential_2021_Technical_MW_After Competition Groups_Solar Water Preheat (Pools/DHW)
Residential | Res ¦ Photocell Controls (Outdoor) | 2021 | Technical | MW | After Competition Groups | 8.063e-05 | 0 | 0 | 1593.8508 | 5.0588e-08 | 80 | Residential_2021_Technical_MW_After Competition Groups_80 | Photocell Controls (Outdoor) | 5.059e-06% | 0 | 8.063e-05 | Residential_2021_Technical_MW_After Competition Groups_Photocell Controls (Outdoor)
Residential | Res ¦ Adaptive Thermostat | 2022 | Economic | MW | After Competition Groups | 187.3517 | 0 | 0 | 915.3898 | 0.20467 | 1 | Residential_2022_Economic_MW_After Competition Groups_1 | Adaptive Thermostat | 20.47% | 0 | 187.3517 | Residential_2022_Economic_MW_After Competition Groups_Adaptive Thermostat
Residential | Res ¦ Building Recommissioning, Operations and Maintenance (O&M) Improvements | 2022 | Economic | MW | After Competition Groups | 92.4834 | 0 | 0 | 915.3898 | 0.10103 | 2 | Residential_2022_Economic_MW_After Competition Groups_2 | Building Recommissioning, Operations and Maintenance (O&M) Improvements | 10.1% | 0 | 92.4834 | Residential_2022_Economic_MW_After Competition Groups_Building Recommissioning, Operations and Maintenance (O&M) Improvements
Residential | Res ¦ Basement Wall Insulation | 2022 | Economic | MW | After Competition Groups | 85.3027 | 0 | 0 | 915.3898 | 0.093187 | 3 | Residential_2022_Economic_MW_After Competition Groups_3 | Basement Wall Insulation | 9.319% | 0 | 85.3027 | Residential_2022_Economic_MW_After Competition Groups_Basement Wall Insulation
Residential | Res ¦ Variable Speed Pool Pump Motor | 2022 | Economic | MW | After Competition Groups | 66.06 | 0 | 0 | 915.3898 | 0.072166 | 4 | Residential_2022_Economic_MW_After Competition Groups_4 | Variable Speed Pool Pump Motor | 7.217% | 0 | 66.06 | Residential_2022_Economic_MW_After Competition Groups_Variable Speed Pool Pump Motor
Residential | Res ¦ Attic Insulation | 2022 | Economic | MW | After Competition Groups | 65.8055 | 0 | 0 | 915.3898 | 0.071888 | 5 | Residential_2022_Economic_MW_After Competition Groups_5 | Attic Insulation | 7.189% | 0 | 65.8055 | Residential_2022_Economic_MW_After Competition Groups_Attic Insulation
Residential | Res ¦ Ductless Mini-Split Heat Pump | 2022 | Economic | MW | After Competition Groups | 64.0213 | 0 | 0 | 915.3898 | 0.069939 | 6 | Residential_2022_Economic_MW_After Competition Groups_6 | Ductless Mini-Split Heat Pump | 6.994% | 0 | 64.0213 | Residential_2022_Economic_MW_After Competition Groups_Ductless Mini-Split Heat Pump
Residential | Res ¦ Energy Star LED Bulbs General Purpose LEDs | 2022 | Economic | MW | After Competition Groups | 61.4876 | 0 | 0 | 915.3898 | 0.067171 | 7 | Residential_2022_Economic_MW_After Competition Groups_7 | Energy Star LED Bulbs General Purpose LEDs | 6.717% | 0 | 61.4876 | Residential_2022_Economic_MW_After Competition Groups_Energy Star LED Bulbs General Purpose LEDs
Residential | Res ¦ Energy Star Air Source Heat Pump | 2022 | Economic | MW | After Competition Groups | 36.5801 | 0 | 0 | 915.3898 | 0.039961 | 8 | Residential_2022_Economic_MW_After Competition Groups_8 | Energy Star Air Source Heat Pump | 3.996% | 0 | 36.5801 | Residential_2022_Economic_MW_After Competition Groups_Energy Star Air Source Heat Pump
Residential | Res ¦ Energy Star Clothes Washer | 2022 | Economic | MW | After Competition Groups | 33.3072 | 0 | 0 | 915.3898 | 0.036386 | 9 | Residential_2022_Economic_MW_After Competition Groups_9 | Energy Star Clothes Washer | 3.639% | 0 | 33.3072 | Residential_2022_Economic_MW_After Competition Groups_Energy Star Clothes Washer
Residential | Res ¦ Energy Star Room Air Conditioner | 2022 | Economic | MW | After Competition Groups | 27.3846 | 0 | 0 | 915.3898 | 0.029916 | 10 | Residential_2022_Economic_MW_After Competition Groups_10 | Energy Star Room Air Conditioner | 2.992% | 0 | 27.3846 | Residential_2022_Economic_MW_After Competition Groups_Energy Star Room Air Conditioner
Residential | Res ¦ Air Sealing | 2022 | Economic | MW | After Competition Groups | 18.1449 | 0 | 0 | 915.3898 | 0.019822 | 11 | Residential_2022_Economic_MW_After Competition Groups_11 | Air Sealing | 1.982% | 0 | 18.1449 | Residential_2022_Economic_MW_After Competition Groups_Air Sealing
Residential | Res ¦ Energy Star A Line, PAR, MR Lamps | 2022 | Economic | MW | After Competition Groups | 17.7831 | 0 | 0 | 915.3898 | 0.019427 | 12 | Residential_2022_Economic_MW_After Competition Groups_12 | Energy Star A Line, PAR, MR Lamps | 1.943% | 0 | 17.7831 | Residential_2022_Economic_MW_After Competition Groups_Energy Star A Line, PAR, MR Lamps
Residential | Res ¦ Floor Insulation | 2022 | Economic | MW | After Competition Groups | 17.2467 | 0 | 0 | 915.3898 | 0.018841 | 13 | Residential_2022_Economic_MW_After Competition Groups_13 | Floor Insulation | 1.884% | 0 | 17.2467 | Residential_2022_Economic_MW_After Competition Groups_Floor Insulation
Residential | Res ¦ Duct Insulation | 2022 | Economic | MW | After Competition Groups | 15.8552 | 0 | 0 | 915.3898 | 0.017321 | 14 | Residential_2022_Economic_MW_After Competition Groups_14 | Duct Insulation | 1.732% | 0 | 15.8552 | Residential_2022_Economic_MW_After Competition Groups_Duct Insulation
Residential | Res ¦ Advanced BAS/Controllers | 2022 | Economic | MW | After Competition Groups | 13.536 | 0 | 0 | 915.3898 | 0.014787 | 15 | Residential_2022_Economic_MW_After Competition Groups_15 | Advanced BAS/Controllers | 1.479% | 0 | 13.536 | Residential_2022_Economic_MW_After Competition Groups_Advanced BAS/Controllers
Residential | Res ¦ Occupancy Sensors MF | 2022 | Economic | MW | After Competition Groups | 12.9237 | 0 | 0 | 915.3898 | 0.014118 | 16 | Residential_2022_Economic_MW_After Competition Groups_16 | Occupancy Sensors MF | 1.412% | 0 | 12.9237 | Residential_2022_Economic_MW_After Competition Groups_Occupancy Sensors MF
Residential | Res ¦ Clothes Drying Racks | 2022 | Economic | MW | After Competition Groups | 12.5262 | 0 | 0 | 915.3898 | 0.013684 | 17 | Residential_2022_Economic_MW_After Competition Groups_17 | Clothes Drying Racks | 1.368% | 0 | 12.5262 | Residential_2022_Economic_MW_After Competition Groups_Clothes Drying Racks
Residential | Res ¦ Refrigerator Recycling | 2022 | Economic | MW | After Competition Groups | 10.6151 | 0 | 0 | 915.3898 | 0.011596 | 18 | Residential_2022_Economic_MW_After Competition Groups_18 | Refrigerator Recycling | 1.16% | 0 | 10.6151 | Residential_2022_Economic_MW_After Competition Groups_Refrigerator Recycling
Residential | Res ¦ Freezer Recycling | 2022 | Economic | MW | After Competition Groups | 9.8889 | 0 | 0 | 915.3898 | 0.010803 | 19 | Residential_2022_Economic_MW_After Competition Groups_19 | Freezer Recycling | 1.08% | 0 | 9.8889 | Residential_2022_Economic_MW_After Competition Groups_Freezer Recycling
Residential | Res ¦ Energy Star Dehumidifier | 2022 | Economic | MW | After Competition Groups | 9.3472 | 0 | 0 | 915.3898 | 0.010211 | 20 | Residential_2022_Economic_MW_After Competition Groups_20 | Energy Star Dehumidifier | 1.021% | 0 | 9.3472 | Residential_2022_Economic_MW_After Competition Groups_Energy Star Dehumidifier
Residential | Res ¦ Energy Star Clothes Dryer | 2022 | Economic | MW | After Competition Groups | 7.4811 | 0 | 0 | 915.3898 | 0.0081726 | 21 | Residential_2022_Economic_MW_After Competition Groups_21 | Energy Star Clothes Dryer | 0.8173% | 0 | 7.4811 | Residential_2022_Economic_MW_After Competition Groups_Energy Star Clothes Dryer
Residential | Res ¦ Energy Star Torchiere | 2022 | Economic | MW | After Competition Groups | 7.3595 | 0 | 0 | 915.3898 | 0.0080398 | 22 | Residential_2022_Economic_MW_After Competition Groups_22 | Energy Star Torchiere | 0.804% | 0 | 7.3595 | Residential_2022_Economic_MW_After Competition Groups_Energy Star Torchiere
Residential | Res ¦ Duct Insulation MF | 2022 | Economic | MW | After Competition Groups | 6.6514 | 0 | 0 | 915.3898 | 0.0072662 | 23 | Residential_2022_Economic_MW_After Competition Groups_23 | Duct Insulation MF | 0.7266% | 0 | 6.6514 | Residential_2022_Economic_MW_After Competition Groups_Duct Insulation MF
Residential | Res ¦ Minimize Hot and Warm Clothes Wash | 2022 | Economic | MW | After Competition Groups | 5.2469 | 0 | 0 | 915.3898 | 0.0057318 | 24 | Residential_2022_Economic_MW_After Competition Groups_24 | Minimize Hot and Warm Clothes Wash | 0.5732% | 0 | 5.2469 | Residential_2022_Economic_MW_After Competition Groups_Minimize Hot and Warm Clothes Wash
Residential | Res ¦ High Efficiency Chiller (avg of water and air cooled) | 2022 | Economic | MW | After Competition Groups | 3.4608 | 0 | 0 | 915.3898 | 0.0037807 | 25 | Residential_2022_Economic_MW_After Competition Groups_25 | High Efficiency Chiller (avg of water and air cooled) | 0.3781% | 0 | 3.4608 | Residential_2022_Economic_MW_After Competition Groups_High Efficiency Chiller (avg of water and air cooled)
Residential | Res ¦ Energy Star Light Fixture | 2022 | Economic | MW | After Competition Groups | 3.1641 | 0 | 0 | 915.3898 | 0.0034566 | 26 | Residential_2022_Economic_MW_After Competition Groups_26 | Energy Star Light Fixture | 0.3457% | 0 | 3.1641 | Residential_2022_Economic_MW_After Competition Groups_Energy Star Light Fixture
Residential | Res ¦ Outside Air Economizer | 2022 | Economic | MW | After Competition Groups | 2.8902 | 0 | 0 | 915.3898 | 0.0031573 | 27 | Residential_2022_Economic_MW_After Competition Groups_27 | Outside Air Economizer | 0.3157% | 0 | 2.8902 | Residential_2022_Economic_MW_After Competition Groups_Outside Air Economizer
Residential | Res ¦ Demand Control Ventilation | 2022 | Economic | MW | After Competition Groups | 2.3789 | 0 | 0 | 915.3898 | 0.0025988 | 28 | Residential_2022_Economic_MW_After Competition Groups_28 | Demand Control Ventilation | 0.2599% | 0 | 2.3789 | Residential_2022_Economic_MW_After Competition Groups_Demand Control Ventilation
Residential | Res ¦ Furnace Whistle | 2022 | Economic | MW | After Competition Groups | 2.286 | 0 | 0 | 915.3898 | 0.0024973 | 29 | Residential_2022_Economic_MW_After Competition Groups_29 | Furnace Whistle | 0.2497% | 0 | 2.286 | Residential_2022_Economic_MW_After Competition Groups_Furnace Whistle
Residential | Res ¦ Comprehensive Draft Proofing | 2022 | Economic | MW | After Competition Groups | 1.9425 | 0 | 0 | 915.3898 | 0.0021221 | 30 | Residential_2022_Economic_MW_After Competition Groups_30 | Comprehensive Draft Proofing | 0.2122% | 0 | 1.9425 | Residential_2022_Economic_MW_After Competition Groups_Comprehensive Draft Proofing
Residential | Res ¦ LED Tube Re-Lamp | 2022 | Economic | MW | After Competition Groups | 1.94 | 0 | 0 | 915.3898 | 0.0021193 | 31 | Residential_2022_Economic_MW_After Competition Groups_31 | LED Tube Re-Lamp | 0.2119% | 0 | 1.94 | Residential_2022_Economic_MW_After Competition Groups_LED Tube Re-Lamp
Residential | Res ¦ ENERGY STAR LED LAMPS (REFLECTOR LAMPs/MR16/PAR 16) | 2022 | Economic | MW | After Competition Groups | 1.934 | 0 | 0 | 915.3898 | 0.0021127 | 32 | Residential_2022_Economic_MW_After Competition Groups_32 | ENERGY STAR LED LAMPS (REFLECTOR LAMPs/MR16/PAR 16) | 0.2113% | 0 | 1.934 | Residential_2022_Economic_MW_After Competition Groups_ENERGY STAR LED LAMPS (REFLECTOR LAMPs/MR16/PAR 16)
Residential | Res ¦ Variable Frequency Drive (VFD) | 2022 | Economic | MW | After Competition Groups | 1.8841 | 0 | 0 | 915.3898 | 0.0020583 | 33 | Residential_2022_Economic_MW_After Competition Groups_33 | Variable Frequency Drive (VFD) | 0.2058% | 0 | 1.8841 | Residential_2022_Economic_MW_After Competition Groups_Variable Frequency Drive (VFD)
Residential | Res ¦ CO Sensors for parking garage exhaust fans | 2022 | Economic | MW | After Competition Groups | 1.8235 | 0 | 0 | 915.3898 | 0.001992 | 34 | Residential_2022_Economic_MW_After Competition Groups_34 | CO Sensors for parking garage exhaust fans | 0.1992% | 0 | 1.8235 | Residential_2022_Economic_MW_After Competition Groups_CO Sensors for parking garage exhaust fans
Residential | Res ¦ Heat Recovery Ventilator | 2022 | Economic | MW | After Competition Groups | 1.5135 | 0 | 0 | 915.3898 | 0.0016533 | 35 | Residential_2022_Economic_MW_After Competition Groups_35 | Heat Recovery Ventilator | 0.1653% | 0 | 1.5135 | Residential_2022_Economic_MW_After Competition Groups_Heat Recovery Ventilator
Residential | Res ¦ Water Heater Temperature Setback | 2022 | Economic | MW | After Competition Groups | 1.1916 | 0 | 0 | 915.3898 | 0.0013018 | 36 | Residential_2022_Economic_MW_After Competition Groups_36 | Water Heater Temperature Setback | 0.1302% | 0 | 1.1916 | Residential_2022_Economic_MW_After Competition Groups_Water Heater Temperature Setback
Residential | Res ¦ Home Energy Reports | 2022 | Economic | MW | After Competition Groups | 0.82063 | 0 | 0 | 915.3898 | 0.00089648 | 37 | Residential_2022_Economic_MW_After Competition Groups_37 | Home Energy Reports | 0.08965% | 0 | 0.82063 | Residential_2022_Economic_MW_After Competition Groups_Home Energy Reports
Residential | Res ¦ LED Parking Lot Fixture | 2022 | Economic | MW | After Competition Groups | 0.79874 | 0 | 0 | 915.3898 | 0.00087257 | 38 | Residential_2022_Economic_MW_After Competition Groups_38 | LED Parking Lot Fixture | 0.08726% | 0 | 0.79874 | Residential_2022_Economic_MW_After Competition Groups_LED Parking Lot Fixture
Residential | Res ¦ Condensing Make Up Air Unit | 2022 | Economic | MW | After Competition Groups | 0.63846 | 0 | 0 | 915.3898 | 0.00069747 | 39 | Residential_2022_Economic_MW_After Competition Groups_39 | Condensing Make Up Air Unit | 0.06975% | 0 | 0.63846 | Residential_2022_Economic_MW_After Competition Groups_Condensing Make Up Air Unit
Residential | Res ¦ VFD on Pumps | 2022 | Economic | MW | After Competition Groups | 0.57939 | 0 | 0 | 915.3898 | 0.00063295 | 40 | Residential_2022_Economic_MW_After Competition Groups_40 | VFD on Pumps | 0.06329% | 0 | 0.57939 | Residential_2022_Economic_MW_After Competition Groups_VFD on Pumps
Residential | Res ¦ ENERGY STAR LED Lamps (General Service Lamps) | 2022 | Economic | MW | After Competition Groups | 0.43013 | 0 | 0 | 915.3898 | 0.00046988 | 41 | Residential_2022_Economic_MW_After Competition Groups_41 | ENERGY STAR LED Lamps (General Service Lamps) | 0.04699% | 0 | 0.43013 | Residential_2022_Economic_MW_After Competition Groups_ENERGY STAR LED Lamps (General Service Lamps)
Residential | Res ¦ LED Exterior Area Lights - LED Fixture (200W) | 2022 | Economic | MW | After Competition Groups | 0.36308 | 0 | 0 | 915.3898 | 0.00039664 | 42 | Residential_2022_Economic_MW_After Competition Groups_42 | LED Exterior Area Lights - LED Fixture (200W) | 0.03966% | 0 | 0.36308 | Residential_2022_Economic_MW_After Competition Groups_LED Exterior Area Lights - LED Fixture (200W)
Residential | Res ¦ ECM MOTORS FOR HVAC APPLICATION (FAN-POWERED VAV BOX) | 2022 | Economic | MW | After Competition Groups | 0.30321 | 0 | 0 | 915.3898 | 0.00033124 | 43 | Residential_2022_Economic_MW_After Competition Groups_43 | ECM MOTORS FOR HVAC APPLICATION (FAN-POWERED VAV BOX) | 0.03312% | 0 | 0.30321 | Residential_2022_Economic_MW_After Competition Groups_ECM MOTORS FOR HVAC APPLICATION (FAN-POWERED VAV BOX)
Residential | Res ¦ Wall Insulation | 2022 | Economic | MW | After Competition Groups | 0.24791 | 0 | 0 | 915.3898 | 0.00027083 | 44 | Residential_2022_Economic_MW_After Competition Groups_44 | Wall Insulation | 0.02708% | 0 | 0.24791 | Residential_2022_Economic_MW_After Competition Groups_Wall Insulation
Residential | Res ¦ Beverage Vending Machine Controls | 2022 | Economic | MW | After Competition Groups | 0.19035 | 0 | 0 | 915.3898 | 0.00020795 | 45 | Residential_2022_Economic_MW_After Competition Groups_45 | Beverage Vending Machine Controls | 0.02079% | 0 | 0.19035 | Residential_2022_Economic_MW_After Competition Groups_Beverage Vending Machine Controls
Residential | Res ¦ Chilled Water Optimization | 2022 | Economic | MW | After Competition Groups | 0.090187 | 0 | 0 | 915.3898 | 9.8523e-05 | 46 | Residential_2022_Economic_MW_After Competition Groups_46 | Chilled Water Optimization | 0.009852% | 0 | 0.090187 | Residential_2022_Economic_MW_After Competition Groups_Chilled Water Optimization
Residential | Res ¦ Tankless Water Heater | 2022 | Economic | MW | After Competition Groups | 0.080806 | 0 | 0 | 915.3898 | 8.8275e-05 | 47 | Residential_2022_Economic_MW_After Competition Groups_47 | Tankless Water Heater | 0.008827% | 0 | 0.080806 | Residential_2022_Economic_MW_After Competition Groups_Tankless Water Heater
Residential | Res ¦ LED High Bay Fixture | 2022 | Economic | MW | After Competition Groups | 0.032615 | 0 | 0 | 915.3898 | 3.563e-05 | 48 | Residential_2022_Economic_MW_After Competition Groups_48 | LED High Bay Fixture | 0.003563% | 0 | 0.032615 | Residential_2022_Economic_MW_After Competition Groups_LED High Bay Fixture
Residential | Res ¦ Wall Insulation MF | 2022 | Economic | MW | After Competition Groups | 0.015025 | 0 | 0 | 915.3898 | 1.6414e-05 | 49 | Residential_2022_Economic_MW_After Competition Groups_49 | Wall Insulation MF | 0.001641% | 0 | 0.015025 | Residential_2022_Economic_MW_After Competition Groups_Wall Insulation MF
Residential | Res ¦ Energy Star Freezer | 2022 | Economic | MW | After Competition Groups | 0 | 0 | 0 | 915.3898 | 0 | 50 | Residential_2022_Economic_MW_After Competition Groups_50 | Energy Star Freezer | 0% | 0 | 0 | Residential_2022_Economic_MW_After Competition Groups_Energy Star Freezer
Residential | Res ¦ LED Downlight | 2022 | Economic | MW | After Competition Groups | 0 | 0 | 0 | 915.3898 | 0 | 51 | Residential_2022_Economic_MW_After Competition Groups_51 | LED Downlight | 0% | 0 | 0 | Residential_2022_Economic_MW_After Competition Groups_LED Downlight
Residential | Res ¦ Smart Burners | 2022 | Economic | MW | After Competition Groups | 0 | 0 | 0 | 915.3898 | 0 | 52 | Residential_2022_Economic_MW_After Competition Groups_52 | Smart Burners | 0% | 0 | 0 | Residential_2022_Economic_MW_After Competition Groups_Smart Burners
Residential | Res ¦ Smart Power Bar | 2022 | Economic | MW | After Competition Groups | 0 | 0 | 0 | 915.3898 | 0 | 53 | Residential_2022_Economic_MW_After Competition Groups_53 | Smart Power Bar | 0% | 0 | 0 | Residential_2022_Economic_MW_After Competition Groups_Smart Power Bar
Residential | Res ¦ Energy Star LED Specialty Bulbs | 2022 | SC A | MW | After Competition Groups | 19.2517 | 0 | 0 | 98.5261 | 0.1954 | 1 | Residential_2022_SC A_MW_After Competition Groups_1 | Energy Star LED Specialty Bulbs | 19.54% | 0 | 19.2517 | Residential_2022_SC A_MW_After Competition Groups_Energy Star LED Specialty Bulbs
Residential | Res ¦ Ductless Mini-Split Heat Pump | 2022 | SC A | MW | After Competition Groups | 15.4026 | 0 | 0 | 98.5261 | 0.15633 | 2 | Residential_2022_SC A_MW_After Competition Groups_2 | Ductless Mini-Split Heat Pump | 15.63% | 0 | 15.4026 | Residential_2022_SC A_MW_After Competition Groups_Ductless Mini-Split Heat Pump
Residential | Res ¦ Energy Star Clothes Washer | 2022 | SC A | MW | After Competition Groups | 10.9511 | 0 | 0 | 98.5261 | 0.11115 | 3 | Residential_2022_SC A_MW_After Competition Groups_3 | Energy Star Clothes Washer | 11.11% | 0 | 10.9511 | Residential_2022_SC A_MW_After Competition Groups_Energy Star Clothes Washer
Residential | Res ¦ Building Recommissioning, Operations and Maintenance (O&M) Improvements | 2022 | SC A | MW | After Competition Groups | 9.7663 | 0 | 0 | 98.5261 | 0.099124 | 4 | Residential_2022_SC A_MW_After Competition Groups_4 | Building Recommissioning, Operations and Maintenance (O&M) Improvements | 9.912% | 0 | 9.7663 | Residential_2022_SC A_MW_After Competition Groups_Building Recommissioning, Operations and Maintenance (O&M) Improvements
Residential | Res ¦ Adaptive Thermostat | 2022 | SC A | MW | After Competition Groups | 6.9877 | 0 | 0 | 98.5261 | 0.070922 | 5 | Residential_2022_SC A_MW_After Competition Groups_5 | Adaptive Thermostat | 7.092% | 0 | 6.9877 | Residential_2022_SC A_MW_After Competition Groups_Adaptive Thermostat
Residential | Res ¦ Energy Star A Line, PAR, MR Lamps | 2022 | SC A | MW | After Competition Groups | 5.0927 | 0 | 0 | 98.5261 | 0.051689 | 6 | Residential_2022_SC A_MW_After Competition Groups_6 | Energy Star A Line, PAR, MR Lamps | 5.169% | 0 | 5.0927 | Residential_2022_SC A_MW_After Competition Groups_Energy Star A Line, PAR, MR Lamps
Residential | Res ¦ Variable Speed Pool Pump Motor | 2022 | SC A | MW | After Competition Groups | 4.9765 | 0 | 0 | 98.5261 | 0.05051 | 7 | Residential_2022_SC A_MW_After Competition Groups_7 | Variable Speed Pool Pump Motor | 5.051% | 0 | 4.9765 | Residential_2022_SC A_MW_After Competition Groups_Variable Speed Pool Pump Motor
Residential | Res ¦ Basement Wall Insulation | 2022 | SC A | MW | After Competition Groups | 4.0514 | 0 | 0 | 98.5261 | 0.04112 | 8 | Residential_2022_SC A_MW_After Competition Groups_8 | Basement Wall Insulation | 4.112% | 0 | 4.0514 | Residential_2022_SC A_MW_After Competition Groups_Basement Wall Insulation
Residential | Res ¦ High Efficiency Chiller (avg of water and air cooled) | 2022 | SC A | MW | After Competition Groups | 2.8033 | 0 | 0 | 98.5261 | 0.028452 | 9 | Residential_2022_SC A_MW_After Competition Groups_9 | High Efficiency Chiller (avg of water and air cooled) | 2.845% | 0 | 2.8033 | Residential_2022_SC A_MW_After Competition Groups_High Efficiency Chiller (avg of water and air cooled)
Residential | Res ¦ Energy Star Air Source Heat Pump | 2022 | SC A | MW | After Competition Groups | 2.4123 | 0 | 0 | 98.5261 | 0.024484 | 10 | Residential_2022_SC A_MW_After Competition Groups_10 | Energy Star Air Source Heat Pump | 2.448% | 0 | 2.4123 | Residential_2022_SC A_MW_After Competition Groups_Energy Star Air Source Heat Pump
Residential | Res ¦ Energy Star Room Air Conditioner | 2022 | SC A | MW | After Competition Groups | 2.374 | 0 | 0 | 98.5261 | 0.024095 | 11 | Residential_2022_SC A_MW_After Competition Groups_11 | Energy Star Room Air Conditioner | 2.409% | 0 | 2.374 | Residential_2022_SC A_MW_After Competition Groups_Energy Star Room Air Conditioner
Residential | Res ¦ LED Tube Re-Lamp | 2022 | SC A | MW | After Competition Groups | 1.5596 | 0 | 0 | 98.5261 | 0.015829 | 12 | Residential_2022_SC A_MW_After Competition Groups_12 | LED Tube Re-Lamp | 1.583% | 0 | 1.5596 | Residential_2022_SC A_MW_After Competition Groups_LED Tube Re-Lamp
Residential | Res ¦ Attic Insulation | 2022 | SC A | MW | After Competition Groups | 1.4613 | 0 | 0 | 98.5261 | 0.014832 | 13 | Residential_2022_SC A_MW_After Competition Groups_13 | Attic Insulation | 1.483% | 0 | 1.4613 | Residential_2022_SC A_MW_After Competition Groups_Attic Insulation
Residential | Res ¦ Occupancy Sensors MF | 2022 | SC A | MW | After Competition Groups | 1.4288 | 0 | 0 | 98.5261 | 0.014501 | 14 | Residential_2022_SC A_MW_After Competition Groups_14 | Occupancy Sensors MF | 1.45% | 0 | 1.4288 | Residential_2022_SC A_MW_After Competition Groups_Occupancy Sensors MF
Residential | Res ¦ Energy Star Torchiere | 2022 | SC A | MW | After Competition Groups | 1.2424 | 0 | 0 | 98.5261 | 0.01261 | 15 | Residential_2022_SC A_MW_After Competition Groups_15 | Energy Star Torchiere | 1.261% | 0 | 1.2424 | Residential_2022_SC A_MW_After Competition Groups_Energy Star Torchiere
Residential | Res ¦ ENERGY STAR LED LAMPS (REFLECTOR LAMPs/MR16/PAR 16) | 2022 | SC A | MW | After Competition Groups | 1.1594 | 0 | 0 | 98.5261 | 0.011767 | 16 | Residential_2022_SC A_MW_After Competition Groups_16 | ENERGY STAR LED LAMPS (REFLECTOR LAMPs/MR16/PAR 16) | 1.177% | 0 | 1.1594 | Residential_2022_SC A_MW_After Competition Groups_ENERGY STAR LED LAMPS (REFLECTOR LAMPs/MR16/PAR 16)
Residential | Res ¦ Advanced BAS/Controllers | 2022 | SC A | MW | After Competition Groups | 0.97106 | 0 | 0 | 98.5261 | 0.0098558 | 17 | Residential_2022_SC A_MW_After Competition Groups_17 | Advanced BAS/Controllers | 0.9856% | 0 | 0.97106 | Residential_2022_SC A_MW_After Competition Groups_Advanced BAS/Controllers
Residential | Res ¦ Energy Star Clothes Dryer | 2022 | SC A | MW | After Competition Groups | 0.82731 | 0 | 0 | 98.5261 | 0.0083969 | 18 | Residential_2022_SC A_MW_After Competition Groups_18 | Energy Star Clothes Dryer | 0.8397% | 0 | 0.82731 | Residential_2022_SC A_MW_After Competition Groups_Energy Star Clothes Dryer
Residential | Res ¦ Refrigerator Recycling | 2022 | SC A | MW | After Competition Groups | 0.82332 | 0 | 0 | 98.5261 | 0.0083564 | 19 | Residential_2022_SC A_MW_After Competition Groups_19 | Refrigerator Recycling | 0.8356% | 0 | 0.82332 | Residential_2022_SC A_MW_After Competition Groups_Refrigerator Recycling
Residential | Res ¦ Minimize Hot and Warm Clothes Wash | 2022 | SC A | MW | After Competition Groups | 0.81332 | 0 | 0 | 98.5261 | 0.0082549 | 20 | Residential_2022_SC A_MW_After Competition Groups_20 | Minimize Hot and Warm Clothes Wash | 0.8255% | 0 | 0.81332 | Residential_2022_SC A_MW_After Competition Groups_Minimize Hot and Warm Clothes Wash
Residential | Res ¦ Outside Air Economizer | 2022 | SC A | MW | After Competition Groups | 0.60893 | 0 | 0 | 98.5261 | 0.0061804 | 21 | Residential_2022_SC A_MW_After Competition Groups_21 | Outside Air Economizer | 0.618% | 0 | 0.60893 | Residential_2022_SC A_MW_After Competition Groups_Outside Air Economizer
Residential | Res ¦ Energy Star Light Fixture | 2022 | SC A | MW | After Competition Groups | 0.57529 | 0 | 0 | 98.5261 | 0.005839 | 22 | Residential_2022_SC A_MW_After Competition Groups_22 | Energy Star Light Fixture | 0.5839% | 0 | 0.57529 | Residential_2022_SC A_MW_After Competition Groups_Energy Star Light Fixture
Residential | Res ¦ Air Sealing | 2022 | SC A | MW | After Competition Groups | 0.5117 | 0 | 0 | 98.5261 | 0.0051936 | 23 | Residential_2022_SC A_MW_After Competition Groups_23 | Air Sealing | 0.5194% | 0 | 0.5117 | Residential_2022_SC A_MW_After Competition Groups_Air Sealing
Residential | Res ¦ LED Parking Lot Fixture | 2022 | SC A | MW | After Competition Groups | 0.39454 | 0 | 0 | 98.5261 | 0.0040045 | 24 | Residential_2022_SC A_MW_After Competition Groups_24 | LED Parking Lot Fixture | 0.4004% | 0 | 0.39454 | Residential_2022_SC A_MW_After Competition Groups_LED Parking Lot Fixture
Residential | Res ¦ ENERGY STAR LED Lamps (General Service Lamps) | 2022 | SC A | MW | After Competition Groups | 0.29785 | 0 | 0 | 98.5261 | 0.003023 | 25 | Residential_2022_SC A_MW_After Competition Groups_25 | ENERGY STAR LED Lamps (General Service Lamps) | 0.3023% | 0 | 0.29785 | Residential_2022_SC A_MW_After Competition Groups_ENERGY STAR LED Lamps (General Service Lamps)
Residential | Res ¦ Furnace Whistle | 2022 | SC A | MW | After Competition Groups | 0.24141 | 0 | 0 | 98.5261 | 0.0024502 | 26 | Residential_2022_SC A_MW_After Competition Groups_26 | Furnace Whistle | 0.245% | 0 | 0.24141 | Residential_2022_SC A_MW_After Competition Groups_Furnace Whistle
Residential | Res ¦ Variable Frequency Drive (VFD) | 2022 | SC A | MW | After Competition Groups | 0.19897 | 0 | 0 | 98.5261 | 0.0020194 | 27 | Residential_2022_SC A_MW_After Competition Groups_27 | Variable Frequency Drive (VFD) | 0.2019% | 0 | 0.19897 | Residential_2022_SC A_MW_After Competition Groups_Variable Frequency Drive (VFD)
Residential | Res ¦ Comprehensive Draft Proofing | 2022 | SC A | MW | After Competition Groups | 0.19884 | 0 | 0 | 98.5261 | 0.0020181 | 28 | Residential_2022_SC A_MW_After Competition Groups_28 | Comprehensive Draft Proofing | 0.2018% | 0 | 0.19884 | Residential_2022_SC A_MW_After Competition Groups_Comprehensive Draft Proofing
Residential | Res ¦ LED Exterior Area Lights - LED Fixture (200W) | 2022 | SC A | MW | After Competition Groups | 0.17926 | 0 | 0 | 98.5261 | 0.0018195 | 29 | Residential_2022_SC A_MW_After Competition Groups_29 | LED Exterior Area Lights - LED Fixture (200W) | 0.1819% | 0 | 0.17926 | Residential_2022_SC A_MW_After Competition Groups_LED Exterior Area Lights - LED Fixture (200W)
Residential | Res ¦ CO Sensors for parking garage exhaust fans | 2022 | SC A | MW | After Competition Groups | 0.15007 | 0 | 0 | 98.5261 | 0.0015232 | 30 | Residential_2022_SC A_MW_After Competition Groups_30 | CO Sensors for parking garage exhaust fans | 0.1523% | 0 | 0.15007 | Residential_2022_SC A_MW_After Competition Groups_CO Sensors for parking garage exhaust fans
Residential | Res ¦ Demand Control Ventilation | 2022 | SC A | MW | After Competition Groups | 0.14843 | 0 | 0 | 98.5261 | 0.0015065 | 31 | Residential_2022_SC A_MW_After Competition Groups_31 | Demand Control Ventilation | 0.1507% | 0 | 0.14843 | Residential_2022_SC A_MW_After Competition Groups_Demand Control Ventilation
Residential | Res ¦ Water Heater Temperature Setback | 2022 | SC A | MW | After Competition Groups | 0.12494 | 0 | 0 | 98.5261 | 0.0012681 | 32 | Residential_2022_SC A_MW_After Competition Groups_32 | Water Heater Temperature Setback | 0.1268% | 0 | 0.12494 | Residential_2022_SC A_MW_After Competition Groups_Water Heater Temperature Setback
Residential | Res ¦ Floor Insulation | 2022 | SC A | MW | After Competition Groups | 0.10238 | 0 | 0 | 98.5261 | 0.0010392 | 33 | Residential_2022_SC A_MW_After Competition Groups_33 | Floor Insulation | 0.1039% | 0 | 0.10238 | Residential_2022_SC A_MW_After Competition Groups_Floor Insulation
Residential | Res ¦ Clothes Drying Racks | 2022 | SC A | MW | After Competition Groups | 0.090442 | 0 | 0 | 98.5261 | 0.00091795 | 34 | Residential_2022_SC A_MW_After Competition Groups_34 | Clothes Drying Racks | 0.0918% | 0 | 0.090442 | Residential_2022_SC A_MW_After Competition Groups_Clothes Drying Racks
Residential | Res ¦ Duct Insulation | 2022 | SC A | MW | After Competition Groups | 0.06547 | 0 | 0 | 98.5261 | 0.0006645 | 35 | Residential_2022_SC A_MW_After Competition Groups_35 | Duct Insulation | 0.06645% | 0 | 0.06547 | Residential_2022_SC A_MW_After Competition Groups_Duct Insulation
Residential | Res ¦ VFD on Pumps | 2022 | SC A | MW | After Competition Groups | 0.056876 | 0 | 0 | 98.5261 | 0.00057727 | 36 | Residential_2022_SC A_MW_After Competition Groups_36 | VFD on Pumps | 0.05773% | 0 | 0.056876 | Residential_2022_SC A_MW_After Competition Groups_VFD on Pumps
Residential | Res ¦ Energy Star Dehumidifier | 2022 | SC A | MW | After Competition Groups | 0.053863 | 0 | 0 | 98.5261 | 0.00054668 | 37 | Residential_2022_SC A_MW_After Competition Groups_37 | Energy Star Dehumidifier | 0.05467% | 0 | 0.053863 | Residential_2022_SC A_MW_After Competition Groups_Energy Star Dehumidifier
Residential | Res ¦ Condensing Make Up Air Unit | 2022 | SC A | MW | After Competition Groups | 0.038169 | 0 | 0 | 98.5261 | 0.0003874 | 38 | Residential_2022_SC A_MW_After Competition Groups_38 | Condensing Make Up Air Unit | 0.03874% | 0 | 0.038169 | Residential_2022_SC A_MW_After Competition Groups_Condensing Make Up Air Unit
Residential | Res ¦ Duct Insulation MF | 2022 | SC A | MW | After Competition Groups | 0.035538 | 0 | 0 | 98.5261 | 0.0003607 | 39 | Residential_2022_SC A_MW_After Competition Groups_39 | Duct Insulation MF | 0.03607% | 0 | 0.035538 | Residential_2022_SC A_MW_After Competition Groups_Duct Insulation MF
Residential | Res ¦ ECM MOTORS FOR HVAC APPLICATION (FAN-POWERED VAV BOX) | 2022 | SC A | MW | After Competition Groups | 0.031112 | 0 | 0 | 98.5261 | 0.00031578 | 40 | Residential_2022_SC A_MW_After Competition Groups_40 | ECM MOTORS FOR HVAC APPLICATION (FAN-POWERED VAV BOX) | 0.03158% | 0 | 0.031112 | Residential_2022_SC A_MW_After Competition Groups_ECM MOTORS FOR HVAC APPLICATION (FAN-POWERED VAV BOX)
Residential | Res ¦ Chilled Water Optimization | 2022 | SC A | MW | After Competition Groups | 0.019425 | 0 | 0 | 98.5261 | 0.00019716 | 41 | Residential_2022_SC A_MW_After Competition Groups_41 | Chilled Water Optimization | 0.01972% | 0 | 0.019425 | Residential_2022_SC A_MW_After Competition Groups_Chilled Water Optimization
Residential | Res ¦ Heat Recovery Ventilator | 2022 | SC A | MW | After Competition Groups | 0.014252 | 0 | 0 | 98.5261 | 0.00014465 | 42 | Residential_2022_SC A_MW_After Competition Groups_42 | Heat Recovery Ventilator | 0.01447% | 0 | 0.014252 | Residential_2022_SC A_MW_After Competition Groups_Heat Recovery Ventilator
Residential | Res ¦ Beverage Vending Machine Controls | 2022 | SC A | MW | After Competition Groups | 0.014221 | 0 | 0 | 98.5261 | 0.00014434 | 43 | Residential_2022_SC A_MW_After Competition Groups_43 | Beverage Vending Machine Controls | 0.01443% | 0 | 0.014221 | Residential_2022_SC A_MW_After Competition Groups_Beverage Vending Machine Controls
Residential | Res ¦ Home Energy Reports | 2022 | SC A | MW | After Competition Groups | 0.011744 | 0 | 0 | 98.5261 | 0.0001192 | 44 | Residential_2022_SC A_MW_After Competition Groups_44 | Home Energy Reports | 0.01192% | 0 | 0.011744 | Residential_2022_SC A_MW_After Competition Groups_Home Energy Reports
Residential | Res ¦ LED High Bay Fixture | 2022 | SC A | MW | After Competition Groups | 0.0029932 | 0 | 0 | 98.5261 | 3.038e-05 | 45 | Residential_2022_SC A_MW_After Competition Groups_45 | LED High Bay Fixture | 0.003038% | 0 | 0.0029932 | Residential_2022_SC A_MW_After Competition Groups_LED High Bay Fixture
Residential | Res ¦ Tankless Water Heater | 2022 | SC A | MW | After Competition Groups | 0.0018514 | 0 | 0 | 98.5261 | 1.8791e-05 | 46 | Residential_2022_SC A_MW_After Competition Groups_46 | Tankless Water Heater | 0.001879% | 0 | 0.0018514 | Residential_2022_SC A_MW_After Competition Groups_Tankless Water Heater
Residential | Res ¦ Wall Insulation | 2022 | SC A | MW | After Competition Groups | 0.00071906 | 0 | 0 | 98.5261 | 7.2982e-06 | 47 | Residential_2022_SC A_MW_After Competition Groups_47 | Wall Insulation | 0.0007298% | 0 | 0.00071906 | Residential_2022_SC A_MW_After Competition Groups_Wall Insulation
Residential | Res ¦ Wall Insulation MF | 2022 | SC A | MW | After Competition Groups | 0.00071588 | 0 | 0 | 98.5261 | 7.2659e-06 | 48 | Residential_2022_SC A_MW_After Competition Groups_48 | Wall Insulation MF | 0.0007266% | 0 | 0.00071588 | Residential_2022_SC A_MW_After Competition Groups_Wall Insulation MF
Residential | Res ¦ Freezer Recycling | 2022 | SC A | MW | After Competition Groups | 8.8806e-05 | 0 | 0 | 98.5261 | 9.0135e-07 | 49 | Residential_2022_SC A_MW_After Competition Groups_49 | Freezer Recycling | 9.013e-05% | 0 | 8.8806e-05 | Residential_2022_SC A_MW_After Competition Groups_Freezer Recycling
Residential | Res ¦ Energy Star LED Bulbs General Purpose LEDs | 2022 | SC A | MW | After Competition Groups | 1.0238e-08 | 0 | 0 | 98.5261 | 1.0391e-10 | 50 | Residential_2022_SC A_MW_After Competition Groups_50 | Energy Star LED Bulbs General Purpose LEDs | 1.039e-08% | 0 | 1.0238e-08 | Residential_2022_SC A_MW_After Competition Groups_Energy Star LED Bulbs General Purpose LEDs
Residential | Res ¦ Energy Star Freezer | 2022 | SC A | MW | After Competition Groups | 0 | 0 | 0 | 98.5261 | 0 | 51 | Residential_2022_SC A_MW_After Competition Groups_51 | Energy Star Freezer | 0% | 0 | 0 | Residential_2022_SC A_MW_After Competition Groups_Energy Star Freezer
Residential | Res ¦ LED Downlight | 2022 | SC A | MW | After Competition Groups | 0 | 0 | 0 | 98.5261 | 0 | 52 | Residential_2022_SC A_MW_After Competition Groups_52 | LED Downlight | 0% | 0 | 0 | Residential_2022_SC A_MW_After Competition Groups_LED Downlight
Residential | Res ¦ Smart Burners | 2022 | SC A | MW | After Competition Groups | 0 | 0 | 0 | 98.5261 | 0 | 53 | Residential_2022_SC A_MW_After Competition Groups_53 | Smart Burners | 0% | 0 | 0 | Residential_2022_SC A_MW_After Competition Groups_Smart Burners
Residential | Res ¦ Smart Power Bar | 2022 | SC A | MW | After Competition Groups | 0 | 0 | 0 | 98.5261 | 0 | 54 | Residential_2022_SC A_MW_After Competition Groups_54 | Smart Power Bar | 0% | 0 | 0 | Residential_2022_SC A_MW_After Competition Groups_Smart Power Bar
Residential | Res ¦ Building Recommissioning, Operations and Maintenance (O&M) Improvements | 2022 | SC B | MW | After Competition Groups | 26.1534 | 0 | 0 | 173.9119 | 0.15038 | 1 | Residential_2022_SC B_MW_After Competition Groups_1 | Building Recommissioning, Operations and Maintenance (O&M) Improvements | 15.04% | 0 | 26.1534 | Residential_2022_SC B_MW_After Competition Groups_Building Recommissioning, Operations and Maintenance (O&M) Improvements
Residential | Res ¦ Variable Speed Pool Pump Motor | 2022 | SC B | MW | After Competition Groups | 18.6793 | 0 | 0 | 173.9119 | 0.10741 | 2 | Residential_2022_SC B_MW_After Competition Groups_2 | Variable Speed Pool Pump Motor | 10.74% | 0 | 18.6793 | Residential_2022_SC B_MW_After Competition Groups_Variable Speed Pool Pump Motor
Residential | Res ¦ Energy Star Clothes Washer | 2022 | SC B | MW | After Competition Groups | 18.15 | 0 | 0 | 173.9119 | 0.10436 | 3 | Residential_2022_SC B_MW_After Competition Groups_3 | Energy Star Clothes Washer | 10.44% | 0 | 18.15 | Residential_2022_SC B_MW_After Competition Groups_Energy Star Clothes Washer
Residential | Res ¦ Ductless Mini-Split Heat Pump | 2022 | SC B | MW | After Competition Groups | 18.1148 | 0 | 0 | 173.9119 | 0.10416 | 4 | Residential_2022_SC B_MW_After Competition Groups_4 | Ductless Mini-Split Heat Pump | 10.42% | 0 | 18.1148 | Residential_2022_SC B_MW_After Competition Groups_Ductless Mini-Split Heat Pump
Residential | Res ¦ Adaptive Thermostat | 2022 | SC B | MW | After Competition Groups | 15.5296 | 0 | 0 | 173.9119 | 0.089296 | 5 | Residential_2022_SC B_MW_After Competition Groups_5 | Adaptive Thermostat | 8.93% | 0 | 15.5296 | Residential_2022_SC B_MW_After Competition Groups_Adaptive Thermostat
Residential | Res ¦ Energy Star LED Bulbs General Purpose LEDs | 2022 | SC B | MW | After Competition Groups | 10.0061 | 0 | 0 | 173.9119 | 0.057535 | 6 | Residential_2022_SC B_MW_After Competition Groups_6 | Energy Star LED Bulbs General Purpose LEDs | 5.754% | 0 | 10.0061 | Residential_2022_SC B_MW_After Competition Groups_Energy Star LED Bulbs General Purpose LEDs
Residential | Res ¦ Energy Star LED Specialty Bulbs | 2022 | SC B | MW | After Competition Groups | 9.2038 | 0 | 0 | 173.9119 | 0.052922 | 7 | Residential_2022_SC B_MW_After Competition Groups_7 | Energy Star LED Specialty Bulbs | 5.292% | 0 | 9.2038 | Residential_2022_SC B_MW_After Competition Groups_Energy Star LED Specialty Bulbs
Residential | Res ¦ Energy Star A Line, PAR, MR Lamps | 2022 | SC B | MW | After Competition Groups | 6.5016 | 0 | 0 | 173.9119 | 0.037384 | 8 | Residential_2022_SC B_MW_After Competition Groups_8 | Energy Star A Line, PAR, MR Lamps | 3.738% | 0 | 6.5016 | Residential_2022_SC B_MW_After Competition Groups_Energy Star A Line, PAR, MR Lamps
Residential | Res ¦ Energy Star Room Air Conditioner | 2022 | SC B | MW | After Competition Groups | 4.583 | 0 | 0 | 173.9119 | 0.026352 | 9 | Residential_2022_SC B_MW_After Competition Groups_9 | Energy Star Room Air Conditioner | 2.635% | 0 | 4.583 | Residential_2022_SC B_MW_After Competition Groups_Energy Star Room Air Conditioner
Residential | Res ¦ Basement Wall Insulation | 2022 | SC B | MW | After Competition Groups | 4.0638 | 0 | 0 | 173.9119 | 0.023367 | 10 | Residential_2022_SC B_MW_After Competition Groups_10 | Basement Wall Insulation | 2.337% | 0 | 4.0638 | Residential_2022_SC B_MW_After Competition Groups_Basement Wall Insulation
Residential | Res ¦ Advanced BAS/Controllers | 2022 | SC B | MW | After Competition Groups | 3.8273 | 0 | 0 | 173.9119 | 0.022007 | 11 | Residential_2022_SC B_MW_After Competition Groups_11 | Advanced BAS/Controllers | 2.201% | 0 | 3.8273 | Residential_2022_SC B_MW_After Competition Groups_Advanced BAS/Controllers
Residential | Res ¦ Occupancy Sensors MF | 2022 | SC B | MW | After Competition Groups | 3.8253 | 0 | 0 | 173.9119 | 0.021996 | 12 | Residential_2022_SC B_MW_After Competition Groups_12 | Occupancy Sensors MF | 2.2% | 0 | 3.8253 | Residential_2022_SC B_MW_After Competition Groups_Occupancy Sensors MF
Residential | Res ¦ Clothes Drying Racks | 2022 | SC B | MW | After Competition Groups | 3.5401 | 0 | 0 | 173.9119 | 0.020356 | 13 | Residential_2022_SC B_MW_After Competition Groups_13 | Clothes Drying Racks | 2.036% | 0 | 3.5401 | Residential_2022_SC B_MW_After Competition Groups_Clothes Drying Racks
Residential | Res ¦ Energy Star Air Source Heat Pump | 2022 | SC B | MW | After Competition Groups | 3.1949 | 0 | 0 | 173.9119 | 0.018371 | 14 | Residential_2022_SC B_MW_After Competition Groups_14 | Energy Star Air Source Heat Pump | 1.837% | 0 | 3.1949 | Residential_2022_SC B_MW_After Competition Groups_Energy Star Air Source Heat Pump
Residential | Res ¦ Attic Insulation | 2022 | SC B | MW | After Competition Groups | 3.1344 | 0 | 0 | 173.9119 | 0.018023 | 15 | Residential_2022_SC B_MW_After Competition Groups_15 | Attic Insulation | 1.802% | 0 | 3.1344 | Residential_2022_SC B_MW_After Competition Groups_Attic Insulation
Residential | Res ¦ Refrigerator Recycling | 2022 | SC B | MW | After Competition Groups | 3.0015 | 0 | 0 | 173.9119 | 0.017259 | 16 | Residential_2022_SC B_MW_After Competition Groups_16 | Refrigerator Recycling | 1.726% | 0 | 3.0015 | Residential_2022_SC B_MW_After Competition Groups_Refrigerator Recycling
Residential | Res ¦ High Efficiency Chiller (avg of water and air cooled) | 2022 | SC B | MW | After Competition Groups | 2.8676 | 0 | 0 | 173.9119 | 0.016489 | 17 | Residential_2022_SC B_MW_After Competition Groups_17 | High Efficiency Chiller (avg of water and air cooled) | 1.649% | 0 | 2.8676 | Residential_2022_SC B_MW_After Competition Groups_High Efficiency Chiller (avg of water and air cooled)
Residential | Res ¦ Freezer Recycling | 2022 | SC B | MW | After Competition Groups | 2.7872 | 0 | 0 | 173.9119 | 0.016027 | 18 | Residential_2022_SC B_MW_After Competition Groups_18 | Freezer Recycling | 1.603% | 0 | 2.7872 | Residential_2022_SC B_MW_After Competition Groups_Freezer Recycling
Residential | Res ¦ Energy Star Clothes Dryer | 2022 | SC B | MW | After Competition Groups | 1.6856 | 0 | 0 | 173.9119 | 0.0096922 | 19 | Residential_2022_SC B_MW_After Competition Groups_19 | Energy Star Clothes Dryer | 0.9692% | 0 | 1.6856 | Residential_2022_SC B_MW_After Competition Groups_Energy Star Clothes Dryer
Residential | Res ¦ Energy Star Torchiere | 2022 | SC B | MW | After Competition Groups | 1.6774 | 0 | 0 | 173.9119 | 0.0096451 | 20 | Residential_2022_SC B_MW_After Competition Groups_20 | Energy Star Torchiere | 0.9645% | 0 | 1.6774 | Residential_2022_SC B_MW_After Competition Groups_Energy Star Torchiere
Residential | Res ¦ LED Tube Re-Lamp | 2022 | SC B | MW | After Competition Groups | 1.5596 | 0 | 0 | 173.9119 | 0.0089676 | 21 | Residential_2022_SC B_MW_After Competition Groups_21 | LED Tube Re-Lamp | 0.8968% | 0 | 1.5596 | Residential_2022_SC B_MW_After Competition Groups_LED Tube Re-Lamp
Residential | Res ¦ ENERGY STAR LED LAMPS (REFLECTOR LAMPs/MR16/PAR 16) | 2022 | SC B | MW | After Competition Groups | 1.1594 | 0 | 0 | 173.9119 | 0.0066665 | 22 | Residential_2022_SC B_MW_After Competition Groups_22 | ENERGY STAR LED LAMPS (REFLECTOR LAMPs/MR16/PAR 16) | 0.6666% | 0 | 1.1594 | Residential_2022_SC B_MW_After Competition Groups_ENERGY STAR LED LAMPS (REFLECTOR LAMPs/MR16/PAR 16)
Residential | Res ¦ Outside Air Economizer | 2022 | SC B | MW | After Competition Groups | 1.0574 | 0 | 0 | 173.9119 | 0.0060803 | 23 | Residential_2022_SC B_MW_After Competition Groups_23 | Outside Air Economizer | 0.608% | 0 | 1.0574 | Residential_2022_SC B_MW_After Competition Groups_Outside Air Economizer
Residential | Res ¦ Air Sealing | 2022 | SC B | MW | After Competition Groups | 0.86437 | 0 | 0 | 173.9119 | 0.0049701 | 24 | Residential_2022_SC B_MW_After Competition Groups_24 | Air Sealing | 0.497% | 0 | 0.86437 | Residential_2022_SC B_MW_After Competition Groups_Air Sealing
Residential | Res ¦ Floor Insulation | 2022 | SC B | MW | After Competition Groups | 0.82119 | 0 | 0 | 173.9119 | 0.0047219 | 25 | Residential_2022_SC B_MW_After Competition Groups_25 | Floor Insulation | 0.4722% | 0 | 0.82119 | Residential_2022_SC B_MW_After Competition Groups_Floor Insulation
Residential | Res ¦ Minimize Hot and Warm Clothes Wash | 2022 | SC B | MW | After Competition Groups | 0.81332 | 0 | 0 | 173.9119 | 0.0046766 | 26 | Residential_2022_SC B_MW_After Competition Groups_26 | Minimize Hot and Warm Clothes Wash | 0.4677% | 0 | 0.81332 | Residential_2022_SC B_MW_After Competition Groups_Minimize Hot and Warm Clothes Wash
Residential | Res ¦ Energy Star Light Fixture | 2022 | SC B | MW | After Competition Groups | 0.7848 | 0 | 0 | 173.9119 | 0.0045126 | 27 | Residential_2022_SC B_MW_After Competition Groups_27 | Energy Star Light Fixture | 0.4513% | 0 | 0.7848 | Residential_2022_SC B_MW_After Competition Groups_Energy Star Light Fixture
Residential | Res ¦ Duct Insulation | 2022 | SC B | MW | After Competition Groups | 0.69361 | 0 | 0 | 173.9119 | 0.0039883 | 28 | Residential_2022_SC B_MW_After Competition Groups_28 | Duct Insulation | 0.3988% | 0 | 0.69361 | Residential_2022_SC B_MW_After Competition Groups_Duct Insulation
Residential | Res ¦ Demand Control Ventilation | 2022 | SC B | MW | After Competition Groups | 0.67258 | 0 | 0 | 173.9119 | 0.0038674 | 29 | Residential_2022_SC B_MW_After Competition Groups_29 | Demand Control Ventilation | 0.3867% | 0 | 0.67258 | Residential_2022_SC B_MW_After Competition Groups_Demand Control Ventilation
Residential | Res ¦ Furnace Whistle | 2022 | SC B | MW | After Competition Groups | 0.64647 | 0 | 0 | 173.9119 | 0.0037172 | 30 | Residential_2022_SC B_MW_After Competition Groups_30 | Furnace Whistle | 0.3717% | 0 | 0.64647 | Residential_2022_SC B_MW_After Competition Groups_Furnace Whistle
Residential | Res ¦ Energy Star Dehumidifier | 2022 | SC B | MW | After Competition Groups | 0.55505 | 0 | 0 | 173.9119 | 0.0031916 | 31 | Residential_2022_SC B_MW_After Competition Groups_31 | Energy Star Dehumidifier | 0.3192% | 0 | 0.55505 | Residential_2022_SC B_MW_After Competition Groups_Energy Star Dehumidifier
Residential | Res ¦ Comprehensive Draft Proofing | 2022 | SC B | MW | After Competition Groups | 0.54934 | 0 | 0 | 173.9119 | 0.0031587 | 32 | Residential_2022_SC B_MW_After Competition Groups_32 | Comprehensive Draft Proofing | 0.3159% | 0 | 0.54934 | Residential_2022_SC B_MW_After Competition Groups_Comprehensive Draft Proofing
Residential | Res ¦ Variable Frequency Drive (VFD) | 2022 | SC B | MW | After Competition Groups | 0.53278 | 0 | 0 | 173.9119 | 0.0030635 | 33 | Residential_2022_SC B_MW_After Competition Groups_33 | Variable Frequency Drive (VFD) | 0.3064% | 0 | 0.53278 | Residential_2022_SC B_MW_After Competition Groups_Variable Frequency Drive (VFD)
Residential | Res ¦ CO Sensors for parking garage exhaust fans | 2022 | SC B | MW | After Competition Groups | 0.48919 | 0 | 0 | 173.9119 | 0.0028129 | 34 | Residential_2022_SC B_MW_After Competition Groups_34 | CO Sensors for parking garage exhaust fans | 0.2813% | 0 | 0.48919 | Residential_2022_SC B_MW_After Competition Groups_CO Sensors for parking garage exhaust fans
Residential | Res ¦ LED Parking Lot Fixture | 2022 | SC B | MW | After Competition Groups | 0.4396 | 0 | 0 | 173.9119 | 0.0025277 | 35 | Residential_2022_SC B_MW_After Competition Groups_35 | LED Parking Lot Fixture | 0.2528% | 0 | 0.4396 | Residential_2022_SC B_MW_After Competition Groups_LED Parking Lot Fixture
Residential | Res ¦ Water Heater Temperature Setback | 2022 | SC B | MW | After Competition Groups | 0.33698 | 0 | 0 | 173.9119 | 0.0019376 | 36 | Residential_2022_SC B_MW_After Competition Groups_36 | Water Heater Temperature Setback | 0.1938% | 0 | 0.33698 | Residential_2022_SC B_MW_After Competition Groups_Water Heater Temperature Setback
Residential | Res ¦ Duct Insulation MF | 2022 | SC B | MW | After Competition Groups | 0.31668 | 0 | 0 | 173.9119 | 0.0018209 | 37 | Residential_2022_SC B_MW_After Competition Groups_37 | Duct Insulation MF | 0.1821% | 0 | 0.31668 | Residential_2022_SC B_MW_After Competition Groups_Duct Insulation MF
Residential | Res ¦ ENERGY STAR LED Lamps (General Service Lamps) | 2022 | SC B | MW | After Competition Groups | 0.29785 | 0 | 0 | 173.9119 | 0.0017126 | 38 | Residential_2022_SC B_MW_After Competition Groups_38 | ENERGY STAR LED Lamps (General Service Lamps) | 0.1713% | 0 | 0.29785 | Residential_2022_SC B_MW_After Competition Groups_ENERGY STAR LED Lamps (General Service Lamps)
Residential | Res ¦ LED Exterior Area Lights - LED Fixture (200W) | 2022 | SC B | MW | After Competition Groups | 0.17926 | 0 | 0 | 173.9119 | 0.0010308 | 39 | Residential_2022_SC B_MW_After Competition Groups_39 | LED Exterior Area Lights - LED Fixture (200W) | 0.1031% | 0 | 0.17926 | Residential_2022_SC B_MW_After Competition Groups_LED Exterior Area Lights - LED Fixture (200W)
Residential | Res ¦ VFD on Pumps | 2022 | SC B | MW | After Competition Groups | 0.16383 | 0 | 0 | 173.9119 | 0.00094205 | 40 | Residential_2022_SC B_MW_After Competition Groups_40 | VFD on Pumps | 0.0942% | 0 | 0.16383 | Residential_2022_SC B_MW_After Competition Groups_VFD on Pumps
Residential | Res ¦ Condensing Make Up Air Unit | 2022 | SC B | MW | After Competition Groups | 0.16193 | 0 | 0 | 173.9119 | 0.0009311 | 41 | Residential_2022_SC B_MW_After Competition Groups_41 | Condensing Make Up Air Unit | 0.09311% | 0 | 0.16193 | Residential_2022_SC B_MW_After Competition Groups_Condensing Make Up Air Unit
Residential | Res ¦ Heat Recovery Ventilator | 2022 | SC B | MW | After Competition Groups | 0.10991 | 0 | 0 | 173.9119 | 0.000632 | 42 | Residential_2022_SC B_MW_After Competition Groups_42 | Heat Recovery Ventilator | 0.0632% | 0 | 0.10991 | Residential_2022_SC B_MW_After Competition Groups_Heat Recovery Ventilator
Residential | Res ¦ ECM MOTORS FOR HVAC APPLICATION (FAN-POWERED VAV BOX) | 2022 | SC B | MW | After Competition Groups | 0.079181 | 0 | 0 | 173.9119 | 0.00045529 | 43 | Residential_2022_SC B_MW_After Competition Groups_43 | ECM MOTORS FOR HVAC APPLICATION (FAN-POWERED VAV BOX) | 0.04553% | 0 | 0.079181 | Residential_2022_SC B_MW_After Competition Groups_ECM MOTORS FOR HVAC APPLICATION (FAN-POWERED VAV BOX)
Residential | Res ¦ Beverage Vending Machine Controls | 2022 | SC B | MW | After Competition Groups | 0.040231 | 0 | 0 | 173.9119 | 0.00023133 | 44 | Residential_2022_SC B_MW_After Competition Groups_44 | Beverage Vending Machine Controls | 0.02313% | 0 | 0.040231 | Residential_2022_SC B_MW_After Competition Groups_Beverage Vending Machine Controls
Residential | Res ¦ Chilled Water Optimization | 2022 | SC B | MW | After Competition Groups | 0.024084 | 0 | 0 | 173.9119 | 0.00013848 | 45 | Residential_2022_SC B_MW_After Competition Groups_45 | Chilled Water Optimization | 0.01385% | 0 | 0.024084 | Residential_2022_SC B_MW_After Competition Groups_Chilled Water Optimization
Residential | Res ¦ Wall Insulation | 2022 | SC B | MW | After Competition Groups | 0.011804 | 0 | 0 | 173.9119 | 6.7871e-05 | 46 | Residential_2022_SC B_MW_After Competition Groups_46 | Wall Insulation | 0.006787% | 0 | 0.011804 | Residential_2022_SC B_MW_After Competition Groups_Wall Insulation
Residential | Res ¦ Home Energy Reports | 2022 | SC B | MW | After Competition Groups | 0.011744 | 0 | 0 | 173.9119 | 6.753e-05 | 47 | Residential_2022_SC B_MW_After Competition Groups_47 | Home Energy Reports | 0.006753% | 0 | 0.011744 | Residential_2022_SC B_MW_After Competition Groups_Home Energy Reports
Residential | Res ¦ LED High Bay Fixture | 2022 | SC B | MW | After Competition Groups | 0.0067852 | 0 | 0 | 173.9119 | 3.9015e-05 | 48 | Residential_2022_SC B_MW_After Competition Groups_48 | LED High Bay Fixture | 0.003902% | 0 | 0.0067852 | Residential_2022_SC B_MW_After Competition Groups_LED High Bay Fixture
Residential | Res ¦ Tankless Water Heater | 2022 | SC B | MW | After Competition Groups | 0.0057823 | 0 | 0 | 173.9119 | 3.3249e-05 | 49 | Residential_2022_SC B_MW_After Competition Groups_49 | Tankless Water Heater | 0.003325% | 0 | 0.0057823 | Residential_2022_SC B_MW_After Competition Groups_Tankless Water Heater
Residential | Res ¦ Wall Insulation MF | 2022 | SC B | MW | After Competition Groups | 0.00071584 | 0 | 0 | 173.9119 | 4.1161e-06 | 50 | Residential_2022_SC B_MW_After Competition Groups_50 | Wall Insulation MF | 0.0004116% | 0 | 0.00071584 | Residential_2022_SC B_MW_After Competition Groups_Wall Insulation MF
Residential | Res ¦ Energy Star Freezer | 2022 | SC B | MW | After Competition Groups | 0 | 0 | 0 | 173.9119 | 0 | 51 | Residential_2022_SC B_MW_After Competition Groups_51 | Energy Star Freezer | 0% | 0 | 0 | Residential_2022_SC B_MW_After Competition Groups_Energy Star Freezer
Residential | Res ¦ LED Downlight | 2022 | SC B | MW | After Competition Groups | 0 | 0 | 0 | 173.9119 | 0 | 52 | Residential_2022_SC B_MW_After Competition Groups_52 | LED Downlight | 0% | 0 | 0 | Residential_2022_SC B_MW_After Competition Groups_LED Downlight
Residential | Res ¦ Smart Burners | 2022 | SC B | MW | After Competition Groups | 0 | 0 | 0 | 173.9119 | 0 | 53 | Residential_2022_SC B_MW_After Competition Groups_53 | Smart Burners | 0% | 0 | 0 | Residential_2022_SC B_MW_After Competition Groups_Smart Burners
Residential | Res ¦ Smart Power Bar | 2022 | SC B | MW | After Competition Groups | 0 | 0 | 0 | 173.9119 | 0 | 54 | Residential_2022_SC B_MW_After Competition Groups_54 | Smart Power Bar | 0% | 0 | 0 | Residential_2022_SC B_MW_After Competition Groups_Smart Power Bar
Residential | Res ¦ Energy Star LED Specialty Bulbs | 2022 | SC C | MW | After Competition Groups | 19.2517 | 0 | 0 | 116.8951 | 0.16469 | 1 | Residential_2022_SC C_MW_After Competition Groups_1 | Energy Star LED Specialty Bulbs | 16.47% | 0 | 19.2517 | Residential_2022_SC C_MW_After Competition Groups_Energy Star LED Specialty Bulbs
Residential | Res ¦ Energy Star Clothes Washer | 2022 | SC C | MW | After Competition Groups | 16.5294 | 0 | 0 | 116.8951 | 0.1414 | 2 | Residential_2022_SC C_MW_After Competition Groups_2 | Energy Star Clothes Washer | 14.14% | 0 | 16.5294 | Residential_2022_SC C_MW_After Competition Groups_Energy Star Clothes Washer
Residential | Res ¦ Ductless Mini-Split Heat Pump | 2022 | SC C | MW | After Competition Groups | 15.4026 | 0 | 0 | 116.8951 | 0.13176 | 3 | Residential_2022_SC C_MW_After Competition Groups_3 | Ductless Mini-Split Heat Pump | 13.18% | 0 | 15.4026 | Residential_2022_SC C_MW_After Competition Groups_Ductless Mini-Split Heat Pump
Residential | Res ¦ Adaptive Thermostat | 2022 | SC C | MW | After Competition Groups | 11.079 | 0 | 0 | 116.8951 | 0.094777 | 4 | Residential_2022_SC C_MW_After Competition Groups_4 | Adaptive Thermostat | 9.478% | 0 | 11.079 | Residential_2022_SC C_MW_After Competition Groups_Adaptive Thermostat
Residential | Res ¦ Building Recommissioning, Operations and Maintenance (O&M) Improvements | 2022 | SC C | MW | After Competition Groups | 9.7663 | 0 | 0 | 116.8951 | 0.083548 | 5 | Residential_2022_SC C_MW_After Competition Groups_5 | Building Recommissioning, Operations and Maintenance (O&M) Improvements | 8.355% | 0 | 9.7663 | Residential_2022_SC C_MW_After Competition Groups_Building Recommissioning, Operations and Maintenance (O&M) Improvements
Residential | Res ¦ Variable Speed Pool Pump Motor | 2022 | SC C | MW | After Competition Groups | 6.976 | 0 | 0 | 116.8951 | 0.059677 | 6 | Residential_2022_SC C_MW_After Competition Groups_6 | Variable Speed Pool Pump Motor | 5.968% | 0 | 6.976 | Residential_2022_SC C_MW_After Competition Groups_Variable Speed Pool Pump Motor
Residential | Res ¦ Energy Star A Line, PAR, MR Lamps | 2022 | SC C | MW | After Competition Groups | 5.0927 | 0 | 0 | 116.8951 | 0.043566 | 7 | Residential_2022_SC C_MW_After Competition Groups_7 | Energy Star A Line, PAR, MR Lamps | 4.357% | 0 | 5.0927 | Residential_2022_SC C_MW_After Competition Groups_Energy Star A Line, PAR, MR Lamps
Residential | Res ¦ Basement Wall Insulation | 2022 | SC C | MW | After Competition Groups | 4.0643 | 0 | 0 | 116.8951 | 0.034769 | 8 | Residential_2022_SC C_MW_After Competition Groups_8 | Basement Wall Insulation | 3.477% | 0 | 4.0643 | Residential_2022_SC C_MW_After Competition Groups_Basement Wall Insulation
Residential | Res ¦ Energy Star Room Air Conditioner | 2022 | SC C | MW | After Competition Groups | 4.0107 | 0 | 0 | 116.8951 | 0.03431 | 9 | Residential_2022_SC C_MW_After Competition Groups_9 | Energy Star Room Air Conditioner | 3.431% | 0 | 4.0107 | Residential_2022_SC C_MW_After Competition Groups_Energy Star Room Air Conditioner
Residential | Res ¦ Attic Insulation | 2022 | SC C | MW | After Competition Groups | 3.0715 | 0 | 0 | 116.8951 | 0.026276 | 10 | Residential_2022_SC C_MW_After Competition Groups_10 | Attic Insulation | 2.628% | 0 | 3.0715 | Residential_2022_SC C_MW_After Competition Groups_Attic Insulation
Residential | Res ¦ High Efficiency Chiller (avg of water and air cooled) | 2022 | SC C | MW | After Competition Groups | 2.8033 | 0 | 0 | 116.8951 | 0.023981 | 11 | Residential_2022_SC C_MW_After Competition Groups_11 | High Efficiency Chiller (avg of water and air cooled) | 2.398% | 0 | 2.8033 | Residential_2022_SC C_MW_After Competition Groups_High Efficiency Chiller (avg of water and air cooled)
Residential | Res ¦ Energy Star Air Source Heat Pump | 2022 | SC C | MW | After Competition Groups | 2.4123 | 0 | 0 | 116.8951 | 0.020636 | 12 | Residential_2022_SC C_MW_After Competition Groups_12 | Energy Star Air Source Heat Pump | 2.064% | 0 | 2.4123 | Residential_2022_SC C_MW_After Competition Groups_Energy Star Air Source Heat Pump
Residential | Res ¦ Energy Star Clothes Dryer | 2022 | SC C | MW | After Competition Groups | 1.686 | 0 | 0 | 116.8951 | 0.014424 | 13 | Residential_2022_SC C_MW_After Competition Groups_13 | Energy Star Clothes Dryer | 1.442% | 0 | 1.686 | Residential_2022_SC C_MW_After Competition Groups_Energy Star Clothes Dryer
Residential | Res ¦ LED Tube Re-Lamp | 2022 | SC C | MW | After Competition Groups | 1.5596 | 0 | 0 | 116.8951 | 0.013342 | 14 | Residential_2022_SC C_MW_After Competition Groups_14 | LED Tube Re-Lamp | 1.334% | 0 | 1.5596 | Residential_2022_SC C_MW_After Competition Groups_LED Tube Re-Lamp
Residential | Res ¦ Advanced BAS/Controllers | 2022 | SC C | MW | After Competition Groups | 1.4294 | 0 | 0 | 116.8951 | 0.012228 | 15 | Residential_2022_SC C_MW_After Competition Groups_15 | Advanced BAS/Controllers | 1.223% | 0 | 1.4294 | Residential_2022_SC C_MW_After Competition Groups_Advanced BAS/Controllers
Residential | Res ¦ Occupancy Sensors MF | 2022 | SC C | MW | After Competition Groups | 1.4288 | 0 | 0 | 116.8951 | 0.012223 | 16 | Residential_2022_SC C_MW_After Competition Groups_16 | Occupancy Sensors MF | 1.222% | 0 | 1.4288 | Residential_2022_SC C_MW_After Competition Groups_Occupancy Sensors MF
Residential | Res ¦ Energy Star Torchiere | 2022 | SC C | MW | After Competition Groups | 1.2424 | 0 | 0 | 116.8951 | 0.010628 | 17 | Residential_2022_SC C_MW_After Competition Groups_17 | Energy Star Torchiere | 1.063% | 0 | 1.2424 | Residential_2022_SC C_MW_After Competition Groups_Energy Star Torchiere
Residential | Res ¦ ENERGY STAR LED LAMPS (REFLECTOR LAMPs/MR16/PAR 16) | 2022 | SC C | MW | After Competition Groups | 1.1594 | 0 | 0 | 116.8951 | 0.0099182 | 18 | Residential_2022_SC C_MW_After Competition Groups_18 | ENERGY STAR LED LAMPS (REFLECTOR LAMPs/MR16/PAR 16) | 0.9918% | 0 | 1.1594 | Residential_2022_SC C_MW_After Competition Groups_ENERGY STAR LED LAMPS (REFLECTOR LAMPs/MR16/PAR 16)
Residential | Res ¦ Refrigerator Recycling | 2022 | SC C | MW | After Competition Groups | 1.121 | 0 | 0 | 116.8951 | 0.0095894 | 19 | Residential_2022_SC C_MW_After Competition Groups_19 | Refrigerator Recycling | 0.9589% | 0 | 1.121 | Residential_2022_SC C_MW_After Competition Groups_Refrigerator Recycling
Residential | Res ¦ Minimize Hot and Warm Clothes Wash | 2022 | SC C | MW | After Competition Groups | 0.81332 | 0 | 0 | 116.8951 | 0.0069577 | 20 | Residential_2022_SC C_MW_After Competition Groups_20 | Minimize Hot and Warm Clothes Wash | 0.6958% | 0 | 0.81332 | Residential_2022_SC C_MW_After Competition Groups_Minimize Hot and Warm Clothes Wash
Residential | Res ¦ Air Sealing | 2022 | SC C | MW | After Competition Groups | 0.79779 | 0 | 0 | 116.8951 | 0.0068249 | 21 | Residential_2022_SC C_MW_After Competition Groups_21 | Air Sealing | 0.6825% | 0 | 0.79779 | Residential_2022_SC C_MW_After Competition Groups_Air Sealing
Residential | Res ¦ Energy Star Light Fixture | 2022 | SC C | MW | After Competition Groups | 0.72898 | 0 | 0 | 116.8951 | 0.0062362 | 22 | Residential_2022_SC C_MW_After Competition Groups_22 | Energy Star Light Fixture | 0.6236% | 0 | 0.72898 | Residential_2022_SC C_MW_After Competition Groups_Energy Star Light Fixture
Residential | Res ¦ Floor Insulation | 2022 | SC C | MW | After Competition Groups | 0.64596 | 0 | 0 | 116.8951 | 0.005526 | 23 | Residential_2022_SC C_MW_After Competition Groups_23 | Floor Insulation | 0.5526% | 0 | 0.64596 | Residential_2022_SC C_MW_After Competition Groups_Floor Insulation
Residential | Res ¦ Outside Air Economizer | 2022 | SC C | MW | After Competition Groups | 0.60893 | 0 | 0 | 116.8951 | 0.0052092 | 24 | Residential_2022_SC C_MW_After Competition Groups_24 | Outside Air Economizer | 0.5209% | 0 | 0.60893 | Residential_2022_SC C_MW_After Competition Groups_Outside Air Economizer
Residential | Res ¦ LED Parking Lot Fixture | 2022 | SC C | MW | After Competition Groups | 0.39454 | 0 | 0 | 116.8951 | 0.0033752 | 25 | Residential_2022_SC C_MW_After Competition Groups_25 | LED Parking Lot Fixture | 0.3375% | 0 | 0.39454 | Residential_2022_SC C_MW_After Competition Groups_LED Parking Lot Fixture
Residential | Res ¦ ENERGY STAR LED Lamps (General Service Lamps) | 2022 | SC C | MW | After Competition Groups | 0.29785 | 0 | 0 | 116.8951 | 0.002548 | 26 | Residential_2022_SC C_MW_After Competition Groups_26 | ENERGY STAR LED Lamps (General Service Lamps) | 0.2548% | 0 | 0.29785 | Residential_2022_SC C_MW_After Competition Groups_ENERGY STAR LED Lamps (General Service Lamps)
Residential | Res ¦ Duct Insulation MF | 2022 | SC C | MW | After Competition Groups | 0.29182 | 0 | 0 | 116.8951 | 0.0024965 | 27 | Residential_2022_SC C_MW_After Competition Groups_27 | Duct Insulation MF | 0.2496% | 0 | 0.29182 | Residential_2022_SC C_MW_After Competition Groups_Duct Insulation MF
Residential | Res ¦ Demand Control Ventilation | 2022 | SC C | MW | After Competition Groups | 0.25121 | 0 | 0 | 116.8951 | 0.0021491 | 28 | Residential_2022_SC C_MW_After Competition Groups_28 | Demand Control Ventilation | 0.2149% | 0 | 0.25121 | Residential_2022_SC C_MW_After Competition Groups_Demand Control Ventilation
Residential | Res ¦ Furnace Whistle | 2022 | SC C | MW | After Competition Groups | 0.24141 | 0 | 0 | 116.8951 | 0.0020651 | 29 | Residential_2022_SC C_MW_After Competition Groups_29 | Furnace Whistle | 0.2065% | 0 | 0.24141 | Residential_2022_SC C_MW_After Competition Groups_Furnace Whistle
Residential | Res ¦ Duct Insulation | 2022 | SC C | MW | After Competition Groups | 0.22064 | 0 | 0 | 116.8951 | 0.0018875 | 30 | Residential_2022_SC C_MW_After Competition Groups_30 | Duct Insulation | 0.1888% | 0 | 0.22064 | Residential_2022_SC C_MW_After Competition Groups_Duct Insulation
Residential | Res ¦ Energy Star Dehumidifier | 2022 | SC C | MW | After Competition Groups | 0.2083 | 0 | 0 | 116.8951 | 0.0017819 | 31 | Residential_2022_SC C_MW_After Competition Groups_31 | Energy Star Dehumidifier | 0.1782% | 0 | 0.2083 | Residential_2022_SC C_MW_After Competition Groups_Energy Star Dehumidifier
Residential | Res ¦ Comprehensive Draft Proofing | 2022 | SC C | MW | After Competition Groups | 0.20513 | 0 | 0 | 116.8951 | 0.0017549 | 32 | Residential_2022_SC C_MW_After Competition Groups_32 | Comprehensive Draft Proofing | 0.1755% | 0 | 0.20513 | Residential_2022_SC C_MW_After Competition Groups_Comprehensive Draft Proofing
Residential | Res ¦ CO Sensors for parking garage exhaust fans | 2022 | SC C | MW | After Competition Groups | 0.20052 | 0 | 0 | 116.8951 | 0.0017154 | 33 | Residential_2022_SC C_MW_After Competition Groups_33 | CO Sensors for parking garage exhaust fans | 0.1715% | 0 | 0.20052 | Residential_2022_SC C_MW_After Competition Groups_CO Sensors for parking garage exhaust fans
Residential | Res ¦ Variable Frequency Drive (VFD) | 2022 | SC C | MW | After Competition Groups | 0.19897 | 0 | 0 | 116.8951 | 0.0017021 | 34 | Residential_2022_SC C_MW_After Competition Groups_34 | Variable Frequency Drive (VFD) | 0.1702% | 0 | 0.19897 | Residential_2022_SC C_MW_After Competition Groups_Variable Frequency Drive (VFD)
Residential | Res ¦ LED Exterior Area Lights - LED Fixture (200W) | 2022 | SC C | MW | After Competition Groups | 0.17926 | 0 | 0 | 116.8951 | 0.0015335 | 35 | Residential_2022_SC C_MW_After Competition Groups_35 | LED Exterior Area Lights - LED Fixture (200W) | 0.1534% | 0 | 0.17926 | Residential_2022_SC C_MW_After Competition Groups_LED Exterior Area Lights - LED Fixture (200W)
Residential | Res ¦ Condensing Make Up Air Unit | 2022 | SC C | MW | After Competition Groups | 0.12923 | 0 | 0 | 116.8951 | 0.0011055 | 36 | Residential_2022_SC C_MW_After Competition Groups_36 | Condensing Make Up Air Unit | 0.1105% | 0 | 0.12923 | Residential_2022_SC C_MW_After Competition Groups_Condensing Make Up Air Unit
Residential | Res ¦ Water Heater Temperature Setback | 2022 | SC C | MW | After Competition Groups | 0.12584 | 0 | 0 | 116.8951 | 0.0010765 | 37 | Residential_2022_SC C_MW_After Competition Groups_37 | Water Heater Temperature Setback | 0.1076% | 0 | 0.12584 | Residential_2022_SC C_MW_After Competition Groups_Water Heater Temperature Setback
Residential | Res ¦ Clothes Drying Racks | 2022 | SC C | MW | After Competition Groups | 0.090442 | 0 | 0 | 116.8951 | 0.00077371 | 38 | Residential_2022_SC C_MW_After Competition Groups_38 | Clothes Drying Racks | 0.07737% | 0 | 0.090442 | Residential_2022_SC C_MW_After Competition Groups_Clothes Drying Racks
Residential | Res ¦ VFD on Pumps | 2022 | SC C | MW | After Competition Groups | 0.061184 | 0 | 0 | 116.8951 | 0.00052341 | 39 | Residential_2022_SC C_MW_After Competition Groups_39 | VFD on Pumps | 0.05234% | 0 | 0.061184 | Residential_2022_SC C_MW_After Competition Groups_VFD on Pumps
Residential | Res ¦ ECM MOTORS FOR HVAC APPLICATION (FAN-POWERED VAV BOX) | 2022 | SC C | MW | After Competition Groups | 0.031184 | 0 | 0 | 116.8951 | 0.00026677 | 40 | Residential_2022_SC C_MW_After Competition Groups_40 | ECM MOTORS FOR HVAC APPLICATION (FAN-POWERED VAV BOX) | 0.02668% | 0 | 0.031184 | Residential_2022_SC C_MW_After Competition Groups_ECM MOTORS FOR HVAC APPLICATION (FAN-POWERED VAV BOX)
Residential | Res ¦ Heat Recovery Ventilator | 2022 | SC C | MW | After Competition Groups | 0.027418 | 0 | 0 | 116.8951 | 0.00023455 | 41 | Residential_2022_SC C_MW_After Competition Groups_41 | Heat Recovery Ventilator | 0.02346% | 0 | 0.027418 | Residential_2022_SC C_MW_After Competition Groups_Heat Recovery Ventilator
Residential | Res ¦ Chilled Water Optimization | 2022 | SC C | MW | After Competition Groups | 0.019425 | 0 | 0 | 116.8951 | 0.00016618 | 42 | Residential_2022_SC C_MW_After Competition Groups_42 | Chilled Water Optimization | 0.01662% | 0 | 0.019425 | Residential_2022_SC C_MW_After Competition Groups_Chilled Water Optimization
Residential | Res ¦ Beverage Vending Machine Controls | 2022 | SC C | MW | After Competition Groups | 0.015747 | 0 | 0 | 116.8951 | 0.00013471 | 43 | Residential_2022_SC C_MW_After Competition Groups_43 | Beverage Vending Machine Controls | 0.01347% | 0 | 0.015747 | Residential_2022_SC C_MW_After Competition Groups_Beverage Vending Machine Controls
Residential | Res ¦ Home Energy Reports | 2022 | SC C | MW | After Competition Groups | 0.011744 | 0 | 0 | 116.8951 | 0.00010047 | 44 | Residential_2022_SC C_MW_After Competition Groups_44 | Home Energy Reports | 0.01005% | 0 | 0.011744 | Residential_2022_SC C_MW_After Competition Groups_Home Energy Reports
Residential | Res ¦ LED High Bay Fixture | 2022 | SC C | MW | After Competition Groups | 0.0067852 | 0 | 0 | 116.8951 | 5.8045e-05 | 45 | Residential_2022_SC C_MW_After Competition Groups_45 | LED High Bay Fixture | 0.005805% | 0 | 0.0067852 | Residential_2022_SC C_MW_After Competition Groups_LED High Bay Fixture
Residential | Res ¦ Tankless Water Heater | 2022 | SC C | MW | After Competition Groups | 0.0033834 | 0 | 0 | 116.8951 | 2.8944e-05 | 46 | Residential_2022_SC C_MW_After Competition Groups_46 | Tankless Water Heater | 0.002894% | 0 | 0.0033834 | Residential_2022_SC C_MW_After Competition Groups_Tankless Water Heater
Residential | Res ¦ Wall Insulation | 2022 | SC C | MW | After Competition Groups | 0.00098958 | 0 | 0 | 116.8951 | 8.4655e-06 | 47 | Residential_2022_SC C_MW_After Competition Groups_47 | Wall Insulation | 0.0008466% | 0 | 0.00098958 | Residential_2022_SC C_MW_After Competition Groups_Wall Insulation
Residential | Res ¦ Wall Insulation MF | 2022 | SC C | MW | After Competition Groups | 0.00071588 | 0 | 0 | 116.8951 | 6.1241e-06 | 48 | Residential_2022_SC C_MW_After Competition Groups_48 | Wall Insulation MF | 0.0006124% | 0 | 0.00071588 | Residential_2022_SC C_MW_After Competition Groups_Wall Insulation MF
Residential | Res ¦ Freezer Recycling | 2022 | SC C | MW | After Competition Groups | 8.8806e-05 | 0 | 0 | 116.8951 | 7.5971e-07 | 49 | Residential_2022_SC C_MW_After Competition Groups_49 | Freezer Recycling | 7.597e-05% | 0 | 8.8806e-05 | Residential_2022_SC C_MW_After Competition Groups_Freezer Recycling
Residential | Res ¦ Energy Star LED Bulbs General Purpose LEDs | 2022 | SC C | MW | After Competition Groups | 1.0238e-08 | 0 | 0 | 116.8951 | 8.7581e-11 | 50 | Residential_2022_SC C_MW_After Competition Groups_50 | Energy Star LED Bulbs General Purpose LEDs | 8.758e-09% | 0 | 1.0238e-08 | Residential_2022_SC C_MW_After Competition Groups_Energy Star LED Bulbs General Purpose LEDs
Residential | Res ¦ Energy Star Freezer | 2022 | SC C | MW | After Competition Groups | 0 | 0 | 0 | 116.8951 | 0 | 51 | Residential_2022_SC C_MW_After Competition Groups_51 | Energy Star Freezer | 0% | 0 | 0 | Residential_2022_SC C_MW_After Competition Groups_Energy Star Freezer
Residential | Res ¦ LED Downlight | 2022 | SC C | MW | After Competition Groups | 0 | 0 | 0 | 116.8951 | 0 | 52 | Residential_2022_SC C_MW_After Competition Groups_52 | LED Downlight | 0% | 0 | 0 | Residential_2022_SC C_MW_After Competition Groups_LED Downlight
Residential | Res ¦ Smart Burners | 2022 | SC C | MW | After Competition Groups | 0 | 0 | 0 | 116.8951 | 0 | 53 | Residential_2022_SC C_MW_After Competition Groups_53 | Smart Burners | 0% | 0 | 0 | Residential_2022_SC C_MW_After Competition Groups_Smart Burners
Residential | Res ¦ Smart Power Bar | 2022 | SC C | MW | After Competition Groups | 0 | 0 | 0 | 116.8951 | 0 | 54 | Residential_2022_SC C_MW_After Competition Groups_54 | Smart Power Bar | 0% | 0 | 0 | Residential_2022_SC C_MW_After Competition Groups_Smart Power Bar
Residential | Res ¦ Ductless Mini-Split Heat Pump | 2022 | SC D | MW | After Competition Groups | 15.4026 | 2266616.7213 | 2.2666 | 98.9393 | 0.15568 | 1 | Residential_2022_SC D_MW_After Competition Groups_1 | Ductless Mini-Split Heat Pump | 15.57% | 2.2666 | 15.4026 | Residential_2022_SC D_MW_After Competition Groups_Ductless Mini-Split Heat Pump
Residential | Res ¦ Energy Star LED Bulbs General Purpose LEDs | 2022 | SC D | MW | After Competition Groups | 10.3531 | 0.0034577 | 3.4577e-09 | 98.9393 | 0.10464 | 2 | Residential_2022_SC D_MW_After Competition Groups_2 | Energy Star LED Bulbs General Purpose LEDs | 10.46% | 3.4577e-09 | 10.3531 | Residential_2022_SC D_MW_After Competition Groups_Energy Star LED Bulbs General Purpose LEDs
Residential | Res ¦ Energy Star Clothes Washer | 2022 | SC D | MW | After Competition Groups | 9.892 | 2879541.2909 | 2.8795 | 98.9393 | 0.099981 | 3 | Residential_2022_SC D_MW_After Competition Groups_3 | Energy Star Clothes Washer | 9.998% | 2.8795 | 9.892 | Residential_2022_SC D_MW_After Competition Groups_Energy Star Clothes Washer
Residential | Res ¦ Building Recommissioning, Operations and Maintenance (O&M) Improvements | 2022 | SC D | MW | After Competition Groups | 9.7663 | 493179.876 | 0.49318 | 98.9393 | 0.09871 | 4 | Residential_2022_SC D_MW_After Competition Groups_4 | Building Recommissioning, Operations and Maintenance (O&M) Improvements | 9.871% | 0.49318 | 9.7663 | Residential_2022_SC D_MW_After Competition Groups_Building Recommissioning, Operations and Maintenance (O&M) Improvements
Residential | Res ¦ Energy Star LED Specialty Bulbs | 2022 | SC D | MW | After Competition Groups | 9.6153 | 1427277.6877 | 1.4273 | 98.9393 | 0.097183 | 5 | Residential_2022_SC D_MW_After Competition Groups_5 | Energy Star LED Specialty Bulbs | 9.718% | 1.4273 | 9.6153 | Residential_2022_SC D_MW_After Competition Groups_Energy Star LED Specialty Bulbs
Residential | Res ¦ Adaptive Thermostat | 2022 | SC D | MW | After Competition Groups | 6.6025 | 2226437.0193 | 2.2264 | 98.9393 | 0.066733 | 6 | Residential_2022_SC D_MW_After Competition Groups_6 | Adaptive Thermostat | 6.673% | 2.2264 | 6.6025 | Residential_2022_SC D_MW_After Competition Groups_Adaptive Thermostat
Residential | Res ¦ Energy Star A Line, PAR, MR Lamps | 2022 | SC D | MW | After Competition Groups | 5.1188 | 394299.3614 | 0.3943 | 98.9393 | 0.051737 | 7 | Residential_2022_SC D_MW_After Competition Groups_7 | Energy Star A Line, PAR, MR Lamps | 5.174% | 0.3943 | 5.1188 | Residential_2022_SC D_MW_After Competition Groups_Energy Star A Line, PAR, MR Lamps
Residential | Res ¦ Variable Speed Pool Pump Motor | 2022 | SC D | MW | After Competition Groups | 4.6261 | 1301930.402 | 1.3019 | 98.9393 | 0.046757 | 8 | Residential_2022_SC D_MW_After Competition Groups_8 | Variable Speed Pool Pump Motor | 4.676% | 1.3019 | 4.6261 | Residential_2022_SC D_MW_After Competition Groups_Variable Speed Pool Pump Motor
Residential | Res ¦ Energy Star Room Air Conditioner | 2022 | SC D | MW | After Competition Groups | 4.0059 | 925467.3543 | 0.92547 | 98.9393 | 0.040489 | 9 | Residential_2022_SC D_MW_After Competition Groups_9 | Energy Star Room Air Conditioner | 4.049% | 0.92547 | 4.0059 | Residential_2022_SC D_MW_After Competition Groups_Energy Star Room Air Conditioner
Residential | Res ¦ Basement Wall Insulation | 2022 | SC D | MW | After Competition Groups | 3.9215 | 1151676.1386 | 1.1517 | 98.9393 | 0.039636 | 10 | Residential_2022_SC D_MW_After Competition Groups_10 | Basement Wall Insulation | 3.964% | 1.1517 | 3.9215 | Residential_2022_SC D_MW_After Competition Groups_Basement Wall Insulation
Residential | Res ¦ High Efficiency Chiller (avg of water and air cooled) | 2022 | SC D | MW | After Competition Groups | 2.8033 | 172095.9465 | 0.1721 | 98.9393 | 0.028333 | 11 | Residential_2022_SC D_MW_After Competition Groups_11 | High Efficiency Chiller (avg of water and air cooled) | 2.833% | 0.1721 | 2.8033 | Residential_2022_SC D_MW_After Competition Groups_High Efficiency Chiller (avg of water and air cooled)
Residential | Res ¦ Energy Star Air Source Heat Pump | 2022 | SC D | MW | After Competition Groups | 2.4123 | 679082.7951 | 0.67908 | 98.9393 | 0.024382 | 12 | Residential_2022_SC D_MW_After Competition Groups_12 | Energy Star Air Source Heat Pump | 2.438% | 0.67908 | 2.4123 | Residential_2022_SC D_MW_After Competition Groups_Energy Star Air Source Heat Pump
Residential | Res ¦ Attic Insulation | 2022 | SC D | MW | After Competition Groups | 1.7856 | 860229.7094 | 0.86023 | 98.9393 | 0.018047 | 13 | Residential_2022_SC D_MW_After Competition Groups_13 | Attic Insulation | 1.805% | 0.86023 | 1.7856 | Residential_2022_SC D_MW_After Competition Groups_Attic Insulation
Residential | Res ¦ LED Tube Re-Lamp | 2022 | SC D | MW | After Competition Groups | 1.5453 | 384187.9616 | 0.38419 | 98.9393 | 0.015619 | 14 | Residential_2022_SC D_MW_After Competition Groups_14 | LED Tube Re-Lamp | 1.562% | 0.38419 | 1.5453 | Residential_2022_SC D_MW_After Competition Groups_LED Tube Re-Lamp
Residential | Res ¦ Advanced BAS/Controllers | 2022 | SC D | MW | After Competition Groups | 1.4294 | 512478.663 | 0.51248 | 98.9393 | 0.014447 | 15 | Residential_2022_SC D_MW_After Competition Groups_15 | Advanced BAS/Controllers | 1.445% | 0.51248 | 1.4294 | Residential_2022_SC D_MW_After Competition Groups_Advanced BAS/Controllers
Residential | Res ¦ Occupancy Sensors MF | 2022 | SC D | MW | After Competition Groups | 1.4288 | 12892.6275 | 0.012893 | 98.9393 | 0.014441 | 16 | Residential_2022_SC D_MW_After Competition Groups_16 | Occupancy Sensors MF | 1.444% | 0.012893 | 1.4288 | Residential_2022_SC D_MW_After Competition Groups_Occupancy Sensors MF
Residential | Res ¦ ENERGY STAR LED LAMPS (REFLECTOR LAMPs/MR16/PAR 16) | 2022 | SC D | MW | After Competition Groups | 1.1594 | 139242.3128 | 0.13924 | 98.9393 | 0.011718 | 17 | Residential_2022_SC D_MW_After Competition Groups_17 | ENERGY STAR LED LAMPS (REFLECTOR LAMPs/MR16/PAR 16) | 1.172% | 0.13924 | 1.1594 | Residential_2022_SC D_MW_After Competition Groups_ENERGY STAR LED LAMPS (REFLECTOR LAMPs/MR16/PAR 16)
Residential | Res ¦ Energy Star Torchiere | 2022 | SC D | MW | After Competition Groups | 1.0913 | 278929.4381 | 0.27893 | 98.9393 | 0.01103 | 18 | Residential_2022_SC D_MW_After Competition Groups_18 | Energy Star Torchiere | 1.103% | 0.27893 | 1.0913 | Residential_2022_SC D_MW_After Competition Groups_Energy Star Torchiere
Residential | Res ¦ Minimize Hot and Warm Clothes Wash | 2022 | SC D | MW | After Competition Groups | 0.81332 | 0 | 0 | 98.9393 | 0.0082204 | 19 | Residential_2022_SC D_MW_After Competition Groups_19 | Minimize Hot and Warm Clothes Wash | 0.822% | 0 | 0.81332 | Residential_2022_SC D_MW_After Competition Groups_Minimize Hot and Warm Clothes Wash
Residential | Res ¦ Energy Star Clothes Dryer | 2022 | SC D | MW | After Competition Groups | 0.77604 | 624877.9615 | 0.62488 | 98.9393 | 0.0078436 | 20 | Residential_2022_SC D_MW_After Competition Groups_20 | Energy Star Clothes Dryer | 0.7844% | 0.62488 | 0.77604 | Residential_2022_SC D_MW_After Competition Groups_Energy Star Clothes Dryer
Residential | Res ¦ Refrigerator Recycling | 2022 | SC D | MW | After Competition Groups | 0.68702 | 243786.9257 | 0.24379 | 98.9393 | 0.0069438 | 21 | Residential_2022_SC D_MW_After Competition Groups_21 | Refrigerator Recycling | 0.6944% | 0.24379 | 0.68702 | Residential_2022_SC D_MW_After Competition Groups_Refrigerator Recycling
Residential | Res ¦ Outside Air Economizer | 2022 | SC D | MW | After Competition Groups | 0.60893 | 158868.5437 | 0.15887 | 98.9393 | 0.0061545 | 22 | Residential_2022_SC D_MW_After Competition Groups_22 | Outside Air Economizer | 0.6155% | 0.15887 | 0.60893 | Residential_2022_SC D_MW_After Competition Groups_Outside Air Economizer
Residential | Res ¦ Energy Star Light Fixture | 2022 | SC D | MW | After Competition Groups | 0.43951 | 124515.0799 | 0.12452 | 98.9393 | 0.0044422 | 23 | Residential_2022_SC D_MW_After Competition Groups_23 | Energy Star Light Fixture | 0.4442% | 0.12452 | 0.43951 | Residential_2022_SC D_MW_After Competition Groups_Energy Star Light Fixture
Residential | Res ¦ LED Parking Lot Fixture | 2022 | SC D | MW | After Competition Groups | 0.39454 | 0 | 0 | 98.9393 | 0.0039877 | 24 | Residential_2022_SC D_MW_After Competition Groups_24 | LED Parking Lot Fixture | 0.3988% | 0 | 0.39454 | Residential_2022_SC D_MW_After Competition Groups_LED Parking Lot Fixture
Residential | Res ¦ Air Sealing | 2022 | SC D | MW | After Competition Groups | 0.33789 | 0 | 0 | 98.9393 | 0.0034151 | 25 | Residential_2022_SC D_MW_After Competition Groups_25 | Air Sealing | 0.3415% | 0 | 0.33789 | Residential_2022_SC D_MW_After Competition Groups_Air Sealing
Residential | Res ¦ ENERGY STAR LED Lamps (General Service Lamps) | 2022 | SC D | MW | After Competition Groups | 0.29785 | 32303.0598 | 0.032303 | 98.9393 | 0.0030104 | 26 | Residential_2022_SC D_MW_After Competition Groups_26 | ENERGY STAR LED Lamps (General Service Lamps) | 0.301% | 0.032303 | 0.29785 | Residential_2022_SC D_MW_After Competition Groups_ENERGY STAR LED Lamps (General Service Lamps)
Residential | Res ¦ Furnace Whistle | 2022 | SC D | MW | After Competition Groups | 0.24141 | 20491.7538 | 0.020492 | 98.9393 | 0.0024399 | 27 | Residential_2022_SC D_MW_After Competition Groups_27 | Furnace Whistle | 0.244% | 0.020492 | 0.24141 | Residential_2022_SC D_MW_After Competition Groups_Furnace Whistle
Residential | Res ¦ Comprehensive Draft Proofing | 2022 | SC D | MW | After Competition Groups | 0.18431 | 0 | 0 | 98.9393 | 0.0018628 | 28 | Residential_2022_SC D_MW_After Competition Groups_28 | Comprehensive Draft Proofing | 0.1863% | 0 | 0.18431 | Residential_2022_SC D_MW_After Competition Groups_Comprehensive Draft Proofing
Residential | Res ¦ LED Exterior Area Lights - LED Fixture (200W) | 2022 | SC D | MW | After Competition Groups | 0.15889 | 0 | 0 | 98.9393 | 0.0016059 | 29 | Residential_2022_SC D_MW_After Competition Groups_29 | LED Exterior Area Lights - LED Fixture (200W) | 0.1606% | 0 | 0.15889 | Residential_2022_SC D_MW_After Competition Groups_LED Exterior Area Lights - LED Fixture (200W)
Residential | Res ¦ Variable Frequency Drive (VFD) | 2022 | SC D | MW | After Competition Groups | 0.15056 | 56590.1297 | 0.05659 | 98.9393 | 0.0015217 | 30 | Residential_2022_SC D_MW_After Competition Groups_30 | Variable Frequency Drive (VFD) | 0.1522% | 0.05659 | 0.15056 | Residential_2022_SC D_MW_After Competition Groups_Variable Frequency Drive (VFD)
Residential | Res ¦ Floor Insulation | 2022 | SC D | MW | After Competition Groups | 0.12474 | 54974.6192 | 0.054975 | 98.9393 | 0.0012607 | 31 | Residential_2022_SC D_MW_After Competition Groups_31 | Floor Insulation | 0.1261% | 0.054975 | 0.12474 | Residential_2022_SC D_MW_After Competition Groups_Floor Insulation
Residential | Res ¦ CO Sensors for parking garage exhaust fans | 2022 | SC D | MW | After Competition Groups | 0.12456 | 47586.2184 | 0.047586 | 98.9393 | 0.001259 | 32 | Residential_2022_SC D_MW_After Competition Groups_32 | CO Sensors for parking garage exhaust fans | 0.1259% | 0.047586 | 0.12456 | Residential_2022_SC D_MW_After Competition Groups_CO Sensors for parking garage exhaust fans
Residential | Res ¦ Water Heater Temperature Setback | 2022 | SC D | MW | After Competition Groups | 0.11269 | 8162.2668 | 0.0081623 | 98.9393 | 0.0011389 | 33 | Residential_2022_SC D_MW_After Competition Groups_33 | Water Heater Temperature Setback | 0.1139% | 0.0081623 | 0.11269 | Residential_2022_SC D_MW_After Competition Groups_Water Heater Temperature Setback
Residential | Res ¦ Demand Control Ventilation | 2022 | SC D | MW | After Competition Groups | 0.1043 | 0 | 0 | 98.9393 | 0.0010542 | 34 | Residential_2022_SC D_MW_After Competition Groups_34 | Demand Control Ventilation | 0.1054% | 0 | 0.1043 | Residential_2022_SC D_MW_After Competition Groups_Demand Control Ventilation
Residential | Res ¦ Clothes Drying Racks | 2022 | SC D | MW | After Competition Groups | 0.090442 | 0 | 0 | 98.9393 | 0.00091412 | 35 | Residential_2022_SC D_MW_After Competition Groups_35 | Clothes Drying Racks | 0.09141% | 0 | 0.090442 | Residential_2022_SC D_MW_After Competition Groups_Clothes Drying Racks
Residential | Res ¦ Energy Star Dehumidifier | 2022 | SC D | MW | After Competition Groups | 0.070403 | 122486.3844 | 0.12249 | 98.9393 | 0.00071158 | 36 | Residential_2022_SC D_MW_After Competition Groups_36 | Energy Star Dehumidifier | 0.07116% | 0.12249 | 0.070403 | Residential_2022_SC D_MW_After Competition Groups_Energy Star Dehumidifier
Residential | Res ¦ Duct Insulation | 2022 | SC D | MW | After Competition Groups | 0.065913 | 15879.1795 | 0.015879 | 98.9393 | 0.0006662 | 37 | Residential_2022_SC D_MW_After Competition Groups_37 | Duct Insulation | 0.06662% | 0.015879 | 0.065913 | Residential_2022_SC D_MW_After Competition Groups_Duct Insulation
Residential | Res ¦ VFD on Pumps | 2022 | SC D | MW | After Competition Groups | 0.042468 | 15889.82 | 0.01589 | 98.9393 | 0.00042923 | 38 | Residential_2022_SC D_MW_After Competition Groups_38 | VFD on Pumps | 0.04292% | 0.01589 | 0.042468 | Residential_2022_SC D_MW_After Competition Groups_VFD on Pumps
Residential | Res ¦ Duct Insulation MF | 2022 | SC D | MW | After Competition Groups | 0.03815 | 14631.6357 | 0.014632 | 98.9393 | 0.00038559 | 39 | Residential_2022_SC D_MW_After Competition Groups_39 | Duct Insulation MF | 0.03856% | 0.014632 | 0.03815 | Residential_2022_SC D_MW_After Competition Groups_Duct Insulation MF
Residential | Res ¦ Condensing Make Up Air Unit | 2022 | SC D | MW | After Competition Groups | 0.034595 | 26225.5498 | 0.026226 | 98.9393 | 0.00034966 | 40 | Residential_2022_SC D_MW_After Competition Groups_40 | Condensing Make Up Air Unit | 0.03497% | 0.026226 | 0.034595 | Residential_2022_SC D_MW_After Competition Groups_Condensing Make Up Air Unit
Residential | Res ¦ ECM MOTORS FOR HVAC APPLICATION (FAN-POWERED VAV BOX) | 2022 | SC D | MW | After Competition Groups | 0.023958 | 10329.413 | 0.010329 | 98.9393 | 0.00024214 | 41 | Residential_2022_SC D_MW_After Competition Groups_41 | ECM MOTORS FOR HVAC APPLICATION (FAN-POWERED VAV BOX) | 0.02421% | 0.010329 | 0.023958 | Residential_2022_SC D_MW_After Competition Groups_ECM MOTORS FOR HVAC APPLICATION (FAN-POWERED VAV BOX)
Residential | Res ¦ Chilled Water Optimization | 2022 | SC D | MW | After Competition Groups | 0.019425 | 69.0361 | 6.9036e-05 | 98.9393 | 0.00019633 | 42 | Residential_2022_SC D_MW_After Competition Groups_42 | Chilled Water Optimization | 0.01963% | 6.9036e-05 | 0.019425 | Residential_2022_SC D_MW_After Competition Groups_Chilled Water Optimization
Residential | Res ¦ Beverage Vending Machine Controls | 2022 | SC D | MW | After Competition Groups | 0.012233 | 2320.0692 | 0.0023201 | 98.9393 | 0.00012364 | 43 | Residential_2022_SC D_MW_After Competition Groups_43 | Beverage Vending Machine Controls | 0.01236% | 0.0023201 | 0.012233 | Residential_2022_SC D_MW_After Competition Groups_Beverage Vending Machine Controls
Residential | Res ¦ Home Energy Reports | 2022 | SC D | MW | After Competition Groups | 0.011744 | 27099.7617 | 0.0271 | 98.9393 | 0.0001187 | 44 | Residential_2022_SC D_MW_After Competition Groups_44 | Home Energy Reports | 0.01187% | 0.0271 | 0.011744 | Residential_2022_SC D_MW_After Competition Groups_Home Energy Reports
Residential | Res ¦ Heat Recovery Ventilator | 2022 | SC D | MW | After Competition Groups | 0.0093903 | 0 | 0 | 98.9393 | 9.491e-05 | 45 | Residential_2022_SC D_MW_After Competition Groups_45 | Heat Recovery Ventilator | 0.009491% | 0 | 0.0093903 | Residential_2022_SC D_MW_After Competition Groups_Heat Recovery Ventilator
Residential | Res ¦ LED High Bay Fixture | 2022 | SC D | MW | After Competition Groups | 0.0018973 | 2492.8554 | 0.0024929 | 98.9393 | 1.9177e-05 | 46 | Residential_2022_SC D_MW_After Competition Groups_46 | LED High Bay Fixture | 0.001918% | 0.0024929 | 0.0018973 | Residential_2022_SC D_MW_After Competition Groups_LED High Bay Fixture
Residential | Res ¦ Tankless Water Heater | 2022 | SC D | MW | After Competition Groups | 0.0016015 | 2314.5302 | 0.0023145 | 98.9393 | 1.6187e-05 | 47 | Residential_2022_SC D_MW_After Competition Groups_47 | Tankless Water Heater | 0.001619% | 0.0023145 | 0.0016015 | Residential_2022_SC D_MW_After Competition Groups_Tankless Water Heater
Residential | Res ¦ Wall Insulation MF | 2022 | SC D | MW | After Competition Groups | 0.00048699 | 0 | 0 | 98.9393 | 4.9221e-06 | 48 | Residential_2022_SC D_MW_After Competition Groups_48 | Wall Insulation MF | 0.0004922% | 0 | 0.00048699 | Residential_2022_SC D_MW_After Competition Groups_Wall Insulation MF
Residential | Res ¦ Wall Insulation | 2022 | SC D | MW | After Competition Groups | 0.00047875 | 0 | 0 | 98.9393 | 4.8388e-06 | 49 | Residential_2022_SC D_MW_After Competition Groups_49 | Wall Insulation | 0.0004839% | 0 | 0.00047875 | Residential_2022_SC D_MW_After Competition Groups_Wall Insulation
Residential | Res ¦ Freezer Recycling | 2022 | SC D | MW | After Competition Groups | 8.8806e-05 | 0 | 0 | 98.9393 | 8.9758e-07 | 50 | Residential_2022_SC D_MW_After Competition Groups_50 | Freezer Recycling | 8.976e-05% | 0 | 8.8806e-05 | Residential_2022_SC D_MW_After Competition Groups_Freezer Recycling
Residential | Res ¦ Energy Star Freezer | 2022 | SC D | MW | After Competition Groups | 0 | 0 | 0 | 98.9393 | 0 | 51 | Residential_2022_SC D_MW_After Competition Groups_51 | Energy Star Freezer | 0% | 0 | 0 | Residential_2022_SC D_MW_After Competition Groups_Energy Star Freezer
Residential | Res ¦ LED Downlight | 2022 | SC D | MW | After Competition Groups | 0 | 0 | 0 | 98.9393 | 0 | 52 | Residential_2022_SC D_MW_After Competition Groups_52 | LED Downlight | 0% | 0 | 0 | Residential_2022_SC D_MW_After Competition Groups_LED Downlight
Residential | Res ¦ Smart Burners | 2022 | SC D | MW | After Competition Groups | 0 | 0 | 0 | 98.9393 | 0 | 53 | Residential_2022_SC D_MW_After Competition Groups_53 | Smart Burners | 0% | 0 | 0 | Residential_2022_SC D_MW_After Competition Groups_Smart Burners
Residential | Res ¦ Smart Power Bar | 2022 | SC D | MW | After Competition Groups | 0 | 0 | 0 | 98.9393 | 0 | 54 | Residential_2022_SC D_MW_After Competition Groups_54 | Smart Power Bar | 0% | 0 | 0 | Residential_2022_SC D_MW_After Competition Groups_Smart Power Bar
Residential | Res ¦ Energy Star Central Air Conditioner | 2022 | Technical | MW | After Competition Groups | 226.4838 | 0 | 0 | 1687.3997 | 0.13422 | 1 | Residential_2022_Technical_MW_After Competition Groups_1 | Energy Star Central Air Conditioner | 13.42% | 0 | 226.4838 | Residential_2022_Technical_MW_After Competition Groups_Energy Star Central Air Conditioner
Residential | Res ¦ Adaptive Thermostat | 2022 | Technical | MW | After Competition Groups | 187.3517 | 0 | 0 | 1687.3997 | 0.11103 | 2 | Residential_2022_Technical_MW_After Competition Groups_2 | Adaptive Thermostat | 11.1% | 0 | 187.3517 | Residential_2022_Technical_MW_After Competition Groups_Adaptive Thermostat
Residential | Res ¦ Building Recommissioning, Operations and Maintenance (O&M) Improvements | 2022 | Technical | MW | After Competition Groups | 92.4834 | 0 | 0 | 1687.3997 | 0.054808 | 3 | Residential_2022_Technical_MW_After Competition Groups_3 | Building Recommissioning, Operations and Maintenance (O&M) Improvements | 5.481% | 0 | 92.4834 | Residential_2022_Technical_MW_After Competition Groups_Building Recommissioning, Operations and Maintenance (O&M) Improvements
Residential | Res ¦ Basement Wall Insulation | 2022 | Technical | MW | After Competition Groups | 85.3027 | 0 | 0 | 1687.3997 | 0.050553 | 4 | Residential_2022_Technical_MW_After Competition Groups_4 | Basement Wall Insulation | 5.055% | 0 | 85.3027 | Residential_2022_Technical_MW_After Competition Groups_Basement Wall Insulation
Residential | Res ¦ Ductless Mini-Split Air Conditioner | 2022 | Technical | MW | After Competition Groups | 71.6021 | 0 | 0 | 1687.3997 | 0.042433 | 5 | Residential_2022_Technical_MW_After Competition Groups_5 | Ductless Mini-Split Air Conditioner | 4.243% | 0 | 71.6021 | Residential_2022_Technical_MW_After Competition Groups_Ductless Mini-Split Air Conditioner
Residential | Res ¦ Basement or Crawlspace Insulation | 2022 | Technical | MW | After Competition Groups | 70.8378 | 0 | 0 | 1687.3997 | 0.04198 | 6 | Residential_2022_Technical_MW_After Competition Groups_6 | Basement or Crawlspace Insulation | 4.198% | 0 | 70.8378 | Residential_2022_Technical_MW_After Competition Groups_Basement or Crawlspace Insulation
Residential | Res ¦ Smart Power Bar | 2022 | Technical | MW | After Competition Groups | 68.5804 | 0 | 0 | 1687.3997 | 0.040643 | 7 | Residential_2022_Technical_MW_After Competition Groups_7 | Smart Power Bar | 4.064% | 0 | 68.5804 | Residential_2022_Technical_MW_After Competition Groups_Smart Power Bar
Residential | Res ¦ Variable Speed Pool Pump Motor | 2022 | Technical | MW | After Competition Groups | 66.06 | 0 | 0 | 1687.3997 | 0.039149 | 8 | Residential_2022_Technical_MW_After Competition Groups_8 | Variable Speed Pool Pump Motor | 3.915% | 0 | 66.06 | Residential_2022_Technical_MW_After Competition Groups_Variable Speed Pool Pump Motor
Residential | Res ¦ Attic Insulation | 2022 | Technical | MW | After Competition Groups | 65.8055 | 0 | 0 | 1687.3997 | 0.038998 | 9 | Residential_2022_Technical_MW_After Competition Groups_9 | Attic Insulation | 3.9% | 0 | 65.8055 | Residential_2022_Technical_MW_After Competition Groups_Attic Insulation
Residential | Res ¦ Energy Star Ground Source Heat Pump | 2022 | Technical | MW | After Competition Groups | 64.6133 | 0 | 0 | 1687.3997 | 0.038292 | 10 | Residential_2022_Technical_MW_After Competition Groups_10 | Energy Star Ground Source Heat Pump | 3.829% | 0 | 64.6133 | Residential_2022_Technical_MW_After Competition Groups_Energy Star Ground Source Heat Pump
Residential | Res ¦ Ductless Mini-Split Heat Pump | 2022 | Technical | MW | After Competition Groups | 64.0213 | 0 | 0 | 1687.3997 | 0.037941 | 11 | Residential_2022_Technical_MW_After Competition Groups_11 | Ductless Mini-Split Heat Pump | 3.794% | 0 | 64.0213 | Residential_2022_Technical_MW_After Competition Groups_Ductless Mini-Split Heat Pump
Residential | Res ¦ Energy Star LED Bulbs General Purpose LEDs | 2022 | Technical | MW | After Competition Groups | 61.4876 | 0 | 0 | 1687.3997 | 0.036439 | 12 | Residential_2022_Technical_MW_After Competition Groups_12 | Energy Star LED Bulbs General Purpose LEDs | 3.644% | 0 | 61.4876 | Residential_2022_Technical_MW_After Competition Groups_Energy Star LED Bulbs General Purpose LEDs
Residential | Res ¦ Wall Insulation | 2022 | Technical | MW | After Competition Groups | 51.4143 | 0 | 0 | 1687.3997 | 0.03047 | 13 | Residential_2022_Technical_MW_After Competition Groups_13 | Wall Insulation | 3.047% | 0 | 51.4143 | Residential_2022_Technical_MW_After Competition Groups_Wall Insulation
Residential | Res ¦ Smart Burners | 2022 | Technical | MW | After Competition Groups | 42.2384 | 0 | 0 | 1687.3997 | 0.025032 | 14 | Residential_2022_Technical_MW_After Competition Groups_14 | Smart Burners | 2.503% | 0 | 42.2384 | Residential_2022_Technical_MW_After Competition Groups_Smart Burners
Residential | Res ¦ Energy Star Refrigerator | 2022 | Technical | MW | After Competition Groups | 37.6915 | 0 | 0 | 1687.3997 | 0.022337 | 15 | Residential_2022_Technical_MW_After Competition Groups_15 | Energy Star Refrigerator | 2.234% | 0 | 37.6915 | Residential_2022_Technical_MW_After Competition Groups_Energy Star Refrigerator
Residential | Res ¦ Heat Pump Clothes Dryer | 2022 | Technical | MW | After Competition Groups | 34.9781 | 0 | 0 | 1687.3997 | 0.020729 | 16 | Residential_2022_Technical_MW_After Competition Groups_16 | Heat Pump Clothes Dryer | 2.073% | 0 | 34.9781 | Residential_2022_Technical_MW_After Competition Groups_Heat Pump Clothes Dryer
Residential | Res ¦ Energy Star Clothes Washer | 2022 | Technical | MW | After Competition Groups | 33.3072 | 0 | 0 | 1687.3997 | 0.019739 | 17 | Residential_2022_Technical_MW_After Competition Groups_17 | Energy Star Clothes Washer | 1.974% | 0 | 33.3072 | Residential_2022_Technical_MW_After Competition Groups_Energy Star Clothes Washer
Residential | Res ¦ Ceiling Insulation | 2022 | Technical | MW | After Competition Groups | 25.7726 | 0 | 0 | 1687.3997 | 0.015274 | 18 | Residential_2022_Technical_MW_After Competition Groups_18 | Ceiling Insulation | 1.527% | 0 | 25.7726 | Residential_2022_Technical_MW_After Competition Groups_Ceiling Insulation
Residential | Res ¦ Variable Refrigerant Flow Heat Pump | 2022 | Technical | MW | After Competition Groups | 22.5636 | 0 | 0 | 1687.3997 | 0.013372 | 19 | Residential_2022_Technical_MW_After Competition Groups_19 | Variable Refrigerant Flow Heat Pump | 1.337% | 0 | 22.5636 | Residential_2022_Technical_MW_After Competition Groups_Variable Refrigerant Flow Heat Pump
Residential | Res ¦ Duct Insulation | 2022 | Technical | MW | After Competition Groups | 21.187 | 0 | 0 | 1687.3997 | 0.012556 | 20 | Residential_2022_Technical_MW_After Competition Groups_20 | Duct Insulation | 1.256% | 0 | 21.187 | Residential_2022_Technical_MW_After Competition Groups_Duct Insulation
Residential | Res ¦ Air Sealing | 2022 | Technical | MW | After Competition Groups | 18.1449 | 0 | 0 | 1687.3997 | 0.010753 | 21 | Residential_2022_Technical_MW_After Competition Groups_21 | Air Sealing | 1.075% | 0 | 18.1449 | Residential_2022_Technical_MW_After Competition Groups_Air Sealing
Residential | Res ¦ Energy Star A Line, PAR, MR Lamps | 2022 | Technical | MW | After Competition Groups | 17.7831 | 0 | 0 | 1687.3997 | 0.010539 | 22 | Residential_2022_Technical_MW_After Competition Groups_22 | Energy Star A Line, PAR, MR Lamps | 1.054% | 0 | 17.7831 | Residential_2022_Technical_MW_After Competition Groups_Energy Star A Line, PAR, MR Lamps
Residential | Res ¦ Central Air Conditioner Maintenance | 2022 | Technical | MW | After Competition Groups | 17.2468 | 0 | 0 | 1687.3997 | 0.010221 | 23 | Residential_2022_Technical_MW_After Competition Groups_23 | Central Air Conditioner Maintenance | 1.022% | 0 | 17.2468 | Residential_2022_Technical_MW_After Competition Groups_Central Air Conditioner Maintenance
Residential | Res ¦ Floor Insulation | 2022 | Technical | MW | After Competition Groups | 17.2467 | 0 | 0 | 1687.3997 | 0.010221 | 24 | Residential_2022_Technical_MW_After Competition Groups_24 | Floor Insulation | 1.022% | 0 | 17.2467 | Residential_2022_Technical_MW_After Competition Groups_Floor Insulation
Residential | Res ¦ Lighting Motion Sensors, Timers, Dimmers | 2022 | Technical | MW | After Competition Groups | 16.2245 | 0 | 0 | 1687.3997 | 0.0096151 | 25 | Residential_2022_Technical_MW_After Competition Groups_25 | Lighting Motion Sensors, Timers, Dimmers | 0.9615% | 0 | 16.2245 | Residential_2022_Technical_MW_After Competition Groups_Lighting Motion Sensors, Timers, Dimmers
Residential | Res ¦ Dehumidifier Recycling | 2022 | Technical | MW | After Competition Groups | 15.9085 | 0 | 0 | 1687.3997 | 0.0094278 | 26 | Residential_2022_Technical_MW_After Competition Groups_26 | Dehumidifier Recycling | 0.9428% | 0 | 15.9085 | Residential_2022_Technical_MW_After Competition Groups_Dehumidifier Recycling
Residential | Res ¦ Advanced BAS/Controllers | 2022 | Technical | MW | After Competition Groups | 13.536 | 0 | 0 | 1687.3997 | 0.0080218 | 27 | Residential_2022_Technical_MW_After Competition Groups_27 | Advanced BAS/Controllers | 0.8022% | 0 | 13.536 | Residential_2022_Technical_MW_After Competition Groups_Advanced BAS/Controllers
Residential | Res ¦ Occupancy Sensors MF | 2022 | Technical | MW | After Competition Groups | 12.9237 | 0 | 0 | 1687.3997 | 0.007659 | 28 | Residential_2022_Technical_MW_After Competition Groups_28 | Occupancy Sensors MF | 0.7659% | 0 | 12.9237 | Residential_2022_Technical_MW_After Competition Groups_Occupancy Sensors MF
Residential | Res ¦ Clothes Drying Racks | 2022 | Technical | MW | After Competition Groups | 12.5262 | 0 | 0 | 1687.3997 | 0.0074234 | 29 | Residential_2022_Technical_MW_After Competition Groups_29 | Clothes Drying Racks | 0.7423% | 0 | 12.5262 | Residential_2022_Technical_MW_After Competition Groups_Clothes Drying Racks
Residential | Res ¦ Energy Star Light Fixture | 2022 | Technical | MW | After Competition Groups | 11.6106 | 0 | 0 | 1687.3997 | 0.0068808 | 30 | Residential_2022_Technical_MW_After Competition Groups_30 | Energy Star Light Fixture | 0.6881% | 0 | 11.6106 | Residential_2022_Technical_MW_After Competition Groups_Energy Star Light Fixture
Residential | Res ¦ Refrigerator Recycling | 2022 | Technical | MW | After Competition Groups | 10.6151 | 0 | 0 | 1687.3997 | 0.0062908 | 31 | Residential_2022_Technical_MW_After Competition Groups_31 | Refrigerator Recycling | 0.6291% | 0 | 10.6151 | Residential_2022_Technical_MW_After Competition Groups_Refrigerator Recycling
Residential | Res ¦ Freezer Recycling | 2022 | Technical | MW | After Competition Groups | 9.8889 | 0 | 0 | 1687.3997 | 0.0058604 | 32 | Residential_2022_Technical_MW_After Competition Groups_32 | Freezer Recycling | 0.586% | 0 | 9.8889 | Residential_2022_Technical_MW_After Competition Groups_Freezer Recycling
Residential | Res ¦ Energy Star Dehumidifier | 2022 | Technical | MW | After Competition Groups | 9.3472 | 0 | 0 | 1687.3997 | 0.0055394 | 33 | Residential_2022_Technical_MW_After Competition Groups_33 | Energy Star Dehumidifier | 0.5539% | 0 | 9.3472 | Residential_2022_Technical_MW_After Competition Groups_Energy Star Dehumidifier
Residential | Res ¦ Duct Insulation MF | 2022 | Technical | MW | After Competition Groups | 9.3468 | 0 | 0 | 1687.3997 | 0.0055391 | 34 | Residential_2022_Technical_MW_After Competition Groups_34 | Duct Insulation MF | 0.5539% | 0 | 9.3468 | Residential_2022_Technical_MW_After Competition Groups_Duct Insulation MF
Residential | Res ¦ Home Energy Reports | 2022 | Technical | MW | After Competition Groups | 7.6884 | 0 | 0 | 1687.3997 | 0.0045564 | 35 | Residential_2022_Technical_MW_After Competition Groups_35 | Home Energy Reports | 0.4556% | 0 | 7.6884 | Residential_2022_Technical_MW_After Competition Groups_Home Energy Reports
Residential | Res ¦ Energy Star Torchiere | 2022 | Technical | MW | After Competition Groups | 7.3595 | 0 | 0 | 1687.3997 | 0.0043615 | 36 | Residential_2022_Technical_MW_After Competition Groups_36 | Energy Star Torchiere | 0.4361% | 0 | 7.3595 | Residential_2022_Technical_MW_After Competition Groups_Energy Star Torchiere
Residential | Res ¦ Energy Star Windows | 2022 | Technical | MW | After Competition Groups | 7.3403 | 0 | 0 | 1687.3997 | 0.0043501 | 37 | Residential_2022_Technical_MW_After Competition Groups_37 | Energy Star Windows | 0.435% | 0 | 7.3403 | Residential_2022_Technical_MW_After Competition Groups_Energy Star Windows
Residential | Res ¦ INTEGRAL LED TROFFERS | 2022 | Technical | MW | After Competition Groups | 7.0709 | 0 | 0 | 1687.3997 | 0.0041904 | 38 | Residential_2022_Technical_MW_After Competition Groups_38 | INTEGRAL LED TROFFERS | 0.419% | 0 | 7.0709 | Residential_2022_Technical_MW_After Competition Groups_INTEGRAL LED TROFFERS
Residential | Res ¦ Furnace with ECM | 2022 | Technical | MW | After Competition Groups | 6.9511 | 0 | 0 | 1687.3997 | 0.0041194 | 39 | Residential_2022_Technical_MW_After Competition Groups_39 | Furnace with ECM | 0.4119% | 0 | 6.9511 | Residential_2022_Technical_MW_After Competition Groups_Furnace with ECM
Residential | Res ¦ Minimize Hot and Warm Clothes Wash | 2022 | Technical | MW | After Competition Groups | 5.2469 | 0 | 0 | 1687.3997 | 0.0031094 | 40 | Residential_2022_Technical_MW_After Competition Groups_40 | Minimize Hot and Warm Clothes Wash | 0.3109% | 0 | 5.2469 | Residential_2022_Technical_MW_After Competition Groups_Minimize Hot and Warm Clothes Wash
Residential | Res ¦ Passive Attic Ventilation | 2022 | Technical | MW | After Competition Groups | 4.4881 | 0 | 0 | 1687.3997 | 0.0026598 | 41 | Residential_2022_Technical_MW_After Competition Groups_41 | Passive Attic Ventilation | 0.266% | 0 | 4.4881 | Residential_2022_Technical_MW_After Competition Groups_Passive Attic Ventilation
Residential | Res ¦ Energy Star Freezer | 2022 | Technical | MW | After Competition Groups | 3.9463 | 0 | 0 | 1687.3997 | 0.0023387 | 42 | Residential_2022_Technical_MW_After Competition Groups_42 | Energy Star Freezer | 0.2339% | 0 | 3.9463 | Residential_2022_Technical_MW_After Competition Groups_Energy Star Freezer
Residential | Res ¦ LED Downlight | 2022 | Technical | MW | After Competition Groups | 3.5426 | 0 | 0 | 1687.3997 | 0.0020994 | 43 | Residential_2022_Technical_MW_After Competition Groups_43 | LED Downlight | 0.2099% | 0 | 3.5426 | Residential_2022_Technical_MW_After Competition Groups_LED Downlight
Residential | Res ¦ High Efficiency Chiller (avg of water and air cooled) | 2022 | Technical | MW | After Competition Groups | 3.4608 | 0 | 0 | 1687.3997 | 0.002051 | 44 | Residential_2022_Technical_MW_After Competition Groups_44 | High Efficiency Chiller (avg of water and air cooled) | 0.2051% | 0 | 3.4608 | Residential_2022_Technical_MW_After Competition Groups_High Efficiency Chiller (avg of water and air cooled)
Residential | Res ¦ Early Hot Water Heater Replacement | 2022 | Technical | MW | After Competition Groups | 3.4051 | 0 | 0 | 1687.3997 | 0.0020179 | 45 | Residential_2022_Technical_MW_After Competition Groups_45 | Early Hot Water Heater Replacement | 0.2018% | 0 | 3.4051 | Residential_2022_Technical_MW_After Competition Groups_Early Hot Water Heater Replacement
Residential | Res ¦ Air Source Heat Pump Maintenance | 2022 | Technical | MW | After Competition Groups | 3.0168 | 0 | 0 | 1687.3997 | 0.0017879 | 46 | Residential_2022_Technical_MW_After Competition Groups_46 | Air Source Heat Pump Maintenance | 0.1788% | 0 | 3.0168 | Residential_2022_Technical_MW_After Competition Groups_Air Source Heat Pump Maintenance
Residential | Res ¦ Outside Air Economizer | 2022 | Technical | MW | After Competition Groups | 2.8902 | 0 | 0 | 1687.3997 | 0.0017128 | 47 | Residential_2022_Technical_MW_After Competition Groups_47 | Outside Air Economizer | 0.1713% | 0 | 2.8902 | Residential_2022_Technical_MW_After Competition Groups_Outside Air Economizer
Residential | Res ¦ Central Lighting Control System | 2022 | Technical | MW | After Competition Groups | 2.3913 | 0 | 0 | 1687.3997 | 0.0014171 | 48 | Residential_2022_Technical_MW_After Competition Groups_48 | Central Lighting Control System | 0.1417% | 0 | 2.3913 | Residential_2022_Technical_MW_After Competition Groups_Central Lighting Control System
Residential | Res ¦ Demand Control Ventilation | 2022 | Technical | MW | After Competition Groups | 2.3789 | 0 | 0 | 1687.3997 | 0.0014098 | 49 | Residential_2022_Technical_MW_After Competition Groups_49 | Demand Control Ventilation | 0.141% | 0 | 2.3789 | Residential_2022_Technical_MW_After Competition Groups_Demand Control Ventilation
Residential | Res ¦ Drain Water Heat Recovery | 2022 | Technical | MW | After Competition Groups | 2.287 | 0 | 0 | 1687.3997 | 0.0013554 | 50 | Residential_2022_Technical_MW_After Competition Groups_50 | Drain Water Heat Recovery | 0.1355% | 0 | 2.287 | Residential_2022_Technical_MW_After Competition Groups_Drain Water Heat Recovery
Residential | Res ¦ Furnace Whistle | 2022 | Technical | MW | After Competition Groups | 2.286 | 0 | 0 | 1687.3997 | 0.0013548 | 51 | Residential_2022_Technical_MW_After Competition Groups_51 | Furnace Whistle | 0.1355% | 0 | 2.286 | Residential_2022_Technical_MW_After Competition Groups_Furnace Whistle
Residential | Res ¦ Window Film | 2022 | Technical | MW | After Competition Groups | 2.1036 | 0 | 0 | 1687.3997 | 0.0012467 | 52 | Residential_2022_Technical_MW_After Competition Groups_52 | Window Film | 0.1247% | 0 | 2.1036 | Residential_2022_Technical_MW_After Competition Groups_Window Film
Residential | Res ¦ Heat Pump Water Heater | 2022 | Technical | MW | After Competition Groups | 2.0414 | 0 | 0 | 1687.3997 | 0.0012098 | 53 | Residential_2022_Technical_MW_After Competition Groups_53 | Heat Pump Water Heater | 0.121% | 0 | 2.0414 | Residential_2022_Technical_MW_After Competition Groups_Heat Pump Water Heater
Residential | Res ¦ Comprehensive Draft Proofing | 2022 | Technical | MW | After Competition Groups | 1.9425 | 0 | 0 | 1687.3997 | 0.0011512 | 54 | Residential_2022_Technical_MW_After Competition Groups_54 | Comprehensive Draft Proofing | 0.1151% | 0 | 1.9425 | Residential_2022_Technical_MW_After Competition Groups_Comprehensive Draft Proofing
Residential | Res ¦ LED Tube Re-Lamp | 2022 | Technical | MW | After Competition Groups | 1.94 | 0 | 0 | 1687.3997 | 0.0011497 | 55 | Residential_2022_Technical_MW_After Competition Groups_55 | LED Tube Re-Lamp | 0.115% | 0 | 1.94 | Residential_2022_Technical_MW_After Competition Groups_LED Tube Re-Lamp
Residential | Res ¦ ENERGY STAR LED LAMPS (REFLECTOR LAMPs/MR16/PAR 16) | 2022 | Technical | MW | After Competition Groups | 1.934 | 0 | 0 | 1687.3997 | 0.0011461 | 56 | Residential_2022_Technical_MW_After Competition Groups_56 | ENERGY STAR LED LAMPS (REFLECTOR LAMPs/MR16/PAR 16) | 0.1146% | 0 | 1.934 | Residential_2022_Technical_MW_After Competition Groups_ENERGY STAR LED LAMPS (REFLECTOR LAMPs/MR16/PAR 16)
Residential | Res ¦ Variable Frequency Drive (VFD) | 2022 | Technical | MW | After Competition Groups | 1.8841 | 0 | 0 | 1687.3997 | 0.0011166 | 57 | Residential_2022_Technical_MW_After Competition Groups_57 | Variable Frequency Drive (VFD) | 0.1117% | 0 | 1.8841 | Residential_2022_Technical_MW_After Competition Groups_Variable Frequency Drive (VFD)
Residential | Res ¦ CO Sensors for parking garage exhaust fans | 2022 | Technical | MW | After Competition Groups | 1.8235 | 0 | 0 | 1687.3997 | 0.0010806 | 58 | Residential_2022_Technical_MW_After Competition Groups_58 | CO Sensors for parking garage exhaust fans | 0.1081% | 0 | 1.8235 | Residential_2022_Technical_MW_After Competition Groups_CO Sensors for parking garage exhaust fans
Residential | Res ¦ Energy Star Ceiling Fan/Lighting | 2022 | Technical | MW | After Competition Groups | 1.7475 | 0 | 0 | 1687.3997 | 0.0010356 | 59 | Residential_2022_Technical_MW_After Competition Groups_59 | Energy Star Ceiling Fan/Lighting | 0.1036% | 0 | 1.7475 | Residential_2022_Technical_MW_After Competition Groups_Energy Star Ceiling Fan/Lighting
Residential | Res ¦ Heat Recovery Ventilator | 2022 | Technical | MW | After Competition Groups | 1.5604 | 0 | 0 | 1687.3997 | 0.00092472 | 60 | Residential_2022_Technical_MW_After Competition Groups_60 | Heat Recovery Ventilator | 0.09247% | 0 | 1.5604 | Residential_2022_Technical_MW_After Competition Groups_Heat Recovery Ventilator
Residential | Res ¦ DHW Recirculation Systems | 2022 | Technical | MW | After Competition Groups | 1.4793 | 0 | 0 | 1687.3997 | 0.00087666 | 61 | Residential_2022_Technical_MW_After Competition Groups_61 | DHW Recirculation Systems | 0.08767% | 0 | 1.4793 | Residential_2022_Technical_MW_After Competition Groups_DHW Recirculation Systems
Residential | Res ¦ Water Heater Temperature Setback | 2022 | Technical | MW | After Competition Groups | 1.1916 | 0 | 0 | 1687.3997 | 0.00070618 | 62 | Residential_2022_Technical_MW_After Competition Groups_62 | Water Heater Temperature Setback | 0.07062% | 0 | 1.1916 | Residential_2022_Technical_MW_After Competition Groups_Water Heater Temperature Setback
Residential | Res ¦ Energy Star Dishwasher | 2022 | Technical | MW | After Competition Groups | 1.0201 | 0 | 0 | 1687.3997 | 0.00060452 | 63 | Residential_2022_Technical_MW_After Competition Groups_63 | Energy Star Dishwasher | 0.06045% | 0 | 1.0201 | Residential_2022_Technical_MW_After Competition Groups_Energy Star Dishwasher
Residential | Res ¦ LED Parking Lot Fixture | 2022 | Technical | MW | After Competition Groups | 0.79874 | 0 | 0 | 1687.3997 | 0.00047336 | 64 | Residential_2022_Technical_MW_After Competition Groups_64 | LED Parking Lot Fixture | 0.04734% | 0 | 0.79874 | Residential_2022_Technical_MW_After Competition Groups_LED Parking Lot Fixture
Residential | Res ¦ Condensing Make Up Air Unit | 2022 | Technical | MW | After Competition Groups | 0.63846 | 0 | 0 | 1687.3997 | 0.00037837 | 65 | Residential_2022_Technical_MW_After Competition Groups_65 | Condensing Make Up Air Unit | 0.03784% | 0 | 0.63846 | Residential_2022_Technical_MW_After Competition Groups_Condensing Make Up Air Unit
Residential | Res ¦ VFD on Pumps | 2022 | Technical | MW | After Competition Groups | 0.57939 | 0 | 0 | 1687.3997 | 0.00034336 | 66 | Residential_2022_Technical_MW_After Competition Groups_66 | VFD on Pumps | 0.03434% | 0 | 0.57939 | Residential_2022_Technical_MW_After Competition Groups_VFD on Pumps
Residential | Res ¦ HVAC Optimization | 2022 | Technical | MW | After Competition Groups | 0.57738 | 0 | 0 | 1687.3997 | 0.00034217 | 67 | Residential_2022_Technical_MW_After Competition Groups_67 | HVAC Optimization | 0.03422% | 0 | 0.57738 | Residential_2022_Technical_MW_After Competition Groups_HVAC Optimization
Residential | Res ¦ Solar Powered Attic Fan | 2022 | Technical | MW | After Competition Groups | 0.49193 | 0 | 0 | 1687.3997 | 0.00029153 | 68 | Residential_2022_Technical_MW_After Competition Groups_68 | Solar Powered Attic Fan | 0.02915% | 0 | 0.49193 | Residential_2022_Technical_MW_After Competition Groups_Solar Powered Attic Fan
Residential | Res ¦ ENERGY STAR LED Lamps (General Service Lamps) | 2022 | Technical | MW | After Competition Groups | 0.43013 | 0 | 0 | 1687.3997 | 0.0002549 | 69 | Residential_2022_Technical_MW_After Competition Groups_69 | ENERGY STAR LED Lamps (General Service Lamps) | 0.02549% | 0 | 0.43013 | Residential_2022_Technical_MW_After Competition Groups_ENERGY STAR LED Lamps (General Service Lamps)
Residential | Res ¦ LED Exterior Area Lights - LED Fixture (200W) | 2022 | Technical | MW | After Competition Groups | 0.36308 | 0 | 0 | 1687.3997 | 0.00021517 | 70 | Residential_2022_Technical_MW_After Competition Groups_70 | LED Exterior Area Lights - LED Fixture (200W) | 0.02152% | 0 | 0.36308 | Residential_2022_Technical_MW_After Competition Groups_LED Exterior Area Lights - LED Fixture (200W)
Residential | Res ¦ ECM MOTORS FOR HVAC APPLICATION (FAN-POWERED VAV BOX) | 2022 | Technical | MW | After Competition Groups | 0.30321 | 0 | 0 | 1687.3997 | 0.00017969 | 71 | Residential_2022_Technical_MW_After Competition Groups_71 | ECM MOTORS FOR HVAC APPLICATION (FAN-POWERED VAV BOX) | 0.01797% | 0 | 0.30321 | Residential_2022_Technical_MW_After Competition Groups_ECM MOTORS FOR HVAC APPLICATION (FAN-POWERED VAV BOX)
Residential | Res ¦ Beverage Vending Machine Controls | 2022 | Technical | MW | After Competition Groups | 0.19035 | 0 | 0 | 1687.3997 | 0.00011281 | 72 | Residential_2022_Technical_MW_After Competition Groups_72 | Beverage Vending Machine Controls | 0.01128% | 0 | 0.19035 | Residential_2022_Technical_MW_After Competition Groups_Beverage Vending Machine Controls
Residential | Res ¦ Wall Insulation MF | 2022 | Technical | MW | After Competition Groups | 0.18772 | 0 | 0 | 1687.3997 | 0.00011125 | 73 | Residential_2022_Technical_MW_After Competition Groups_73 | Wall Insulation MF | 0.01112% | 0 | 0.18772 | Residential_2022_Technical_MW_After Competition Groups_Wall Insulation MF
Residential | Res ¦ Tankless Water Heater | 2022 | Technical | MW | After Competition Groups | 0.11125 | 0 | 0 | 1687.3997 | 6.5932e-05 | 74 | Residential_2022_Technical_MW_After Competition Groups_74 | Tankless Water Heater | 0.006593% | 0 | 0.11125 | Residential_2022_Technical_MW_After Competition Groups_Tankless Water Heater
Residential | Res ¦ Chilled Water Optimization | 2022 | Technical | MW | After Competition Groups | 0.090187 | 0 | 0 | 1687.3997 | 5.3447e-05 | 75 | Residential_2022_Technical_MW_After Competition Groups_75 | Chilled Water Optimization | 0.005345% | 0 | 0.090187 | Residential_2022_Technical_MW_After Competition Groups_Chilled Water Optimization
Residential | Res ¦ LED Recessed Downlights | 2022 | Technical | MW | After Competition Groups | 0.038166 | 0 | 0 | 1687.3997 | 2.2618e-05 | 76 | Residential_2022_Technical_MW_After Competition Groups_76 | LED Recessed Downlights | 0.002262% | 0 | 0.038166 | Residential_2022_Technical_MW_After Competition Groups_LED Recessed Downlights
Residential | Res ¦ LED High Bay Fixture | 2022 | Technical | MW | After Competition Groups | 0.032615 | 0 | 0 | 1687.3997 | 1.9329e-05 | 77 | Residential_2022_Technical_MW_After Competition Groups_77 | LED High Bay Fixture | 0.001933% | 0 | 0.032615 | Residential_2022_Technical_MW_After Competition Groups_LED High Bay Fixture
Residential | Res ¦ Radiant Barrier | 2022 | Technical | MW | After Competition Groups | 0.014492 | 0 | 0 | 1687.3997 | 8.5885e-06 | 78 | Residential_2022_Technical_MW_After Competition Groups_78 | Radiant Barrier | 0.0008589% | 0 | 0.014492 | Residential_2022_Technical_MW_After Competition Groups_Radiant Barrier
Residential | Res ¦ Solar Water Preheat (Pools/DHW) | 2022 | Technical | MW | After Competition Groups | 0.0031282 | 0 | 0 | 1687.3997 | 1.8539e-06 | 79 | Residential_2022_Technical_MW_After Competition Groups_79 | Solar Water Preheat (Pools/DHW) | 0.0001854% | 0 | 0.0031282 | Residential_2022_Technical_MW_After Competition Groups_Solar Water Preheat (Pools/DHW)
Residential | Res ¦ Photocell Controls (Outdoor) | 2022 | Technical | MW | After Competition Groups | 7.6454e-05 | 0 | 0 | 1687.3997 | 4.5309e-08 | 80 | Residential_2022_Technical_MW_After Competition Groups_80 | Photocell Controls (Outdoor) | 4.531e-06% | 0 | 7.6454e-05 | Residential_2022_Technical_MW_After Competition Groups_Photocell Controls (Outdoor)
Residential | Res ¦ Adaptive Thermostat | 2023 | Economic | MW | After Competition Groups | 188.6952 | 0 | 0 | 959.1361 | 0.19673 | 1 | Residential_2023_Economic_MW_After Competition Groups_1 | Adaptive Thermostat | 19.67% | 0 | 188.6952 | Residential_2023_Economic_MW_After Competition Groups_Adaptive Thermostat
Residential | Res ¦ Building Recommissioning, Operations and Maintenance (O&M) Improvements | 2023 | Economic | MW | After Competition Groups | 91.0222 | 0 | 0 | 959.1361 | 0.0949 | 2 | Residential_2023_Economic_MW_After Competition Groups_2 | Building Recommissioning, Operations and Maintenance (O&M) Improvements | 9.49% | 0 | 91.0222 | Residential_2023_Economic_MW_After Competition Groups_Building Recommissioning, Operations and Maintenance (O&M) Improvements
Residential | Res ¦ Basement Wall Insulation | 2023 | Economic | MW | After Competition Groups | 83.9549 | 0 | 0 | 959.1361 | 0.087532 | 3 | Residential_2023_Economic_MW_After Competition Groups_3 | Basement Wall Insulation | 8.753% | 0 | 83.9549 | Residential_2023_Economic_MW_After Competition Groups_Basement Wall Insulation
Residential | Res ¦ Ductless Mini-Split Heat Pump | 2023 | Economic | MW | After Competition Groups | 78.2342 | 0 | 0 | 959.1361 | 0.081567 | 4 | Residential_2023_Economic_MW_After Competition Groups_4 | Ductless Mini-Split Heat Pump | 8.157% | 0 | 78.2342 | Residential_2023_Economic_MW_After Competition Groups_Ductless Mini-Split Heat Pump
Residential | Res ¦ Variable Speed Pool Pump Motor | 2023 | Economic | MW | After Competition Groups | 65.0163 | 0 | 0 | 959.1361 | 0.067786 | 5 | Residential_2023_Economic_MW_After Competition Groups_5 | Variable Speed Pool Pump Motor | 6.779% | 0 | 65.0163 | Residential_2023_Economic_MW_After Competition Groups_Variable Speed Pool Pump Motor
Residential | Res ¦ Attic Insulation | 2023 | Economic | MW | After Competition Groups | 64.7658 | 0 | 0 | 959.1361 | 0.067525 | 6 | Residential_2023_Economic_MW_After Competition Groups_6 | Attic Insulation | 6.753% | 0 | 64.7658 | Residential_2023_Economic_MW_After Competition Groups_Attic Insulation
Residential | Res ¦ Energy Star LED Bulbs General Purpose LEDs | 2023 | Economic | MW | After Competition Groups | 61.4876 | 0 | 0 | 959.1361 | 0.064107 | 7 | Residential_2023_Economic_MW_After Competition Groups_7 | Energy Star LED Bulbs General Purpose LEDs | 6.411% | 0 | 61.4876 | Residential_2023_Economic_MW_After Competition Groups_Energy Star LED Bulbs General Purpose LEDs
Residential | Res ¦ Energy Star Air Source Heat Pump | 2023 | Economic | MW | After Competition Groups | 44.7145 | 0 | 0 | 959.1361 | 0.04662 | 8 | Residential_2023_Economic_MW_After Competition Groups_8 | Energy Star Air Source Heat Pump | 4.662% | 0 | 44.7145 | Residential_2023_Economic_MW_After Competition Groups_Energy Star Air Source Heat Pump
Residential | Res ¦ Energy Star Clothes Washer | 2023 | Economic | MW | After Competition Groups | 40.1897 | 0 | 0 | 959.1361 | 0.041902 | 9 | Residential_2023_Economic_MW_After Competition Groups_9 | Energy Star Clothes Washer | 4.19% | 0 | 40.1897 | Residential_2023_Economic_MW_After Competition Groups_Energy Star Clothes Washer
Residential | Res ¦ Energy Star Room Air Conditioner | 2023 | Economic | MW | After Competition Groups | 32.9878 | 0 | 0 | 959.1361 | 0.034393 | 10 | Residential_2023_Economic_MW_After Competition Groups_10 | Energy Star Room Air Conditioner | 3.439% | 0 | 32.9878 | Residential_2023_Economic_MW_After Competition Groups_Energy Star Room Air Conditioner
Residential | Res ¦ Energy Star A Line, PAR, MR Lamps | 2023 | Economic | MW | After Competition Groups | 23.8394 | 0 | 0 | 959.1361 | 0.024855 | 11 | Residential_2023_Economic_MW_After Competition Groups_11 | Energy Star A Line, PAR, MR Lamps | 2.486% | 0 | 23.8394 | Residential_2023_Economic_MW_After Competition Groups_Energy Star A Line, PAR, MR Lamps
Residential | Res ¦ Air Sealing | 2023 | Economic | MW | After Competition Groups | 17.8582 | 0 | 0 | 959.1361 | 0.018619 | 12 | Residential_2023_Economic_MW_After Competition Groups_12 | Air Sealing | 1.862% | 0 | 17.8582 | Residential_2023_Economic_MW_After Competition Groups_Air Sealing
Residential | Res ¦ Floor Insulation | 2023 | Economic | MW | After Competition Groups | 16.9742 | 0 | 0 | 959.1361 | 0.017697 | 13 | Residential_2023_Economic_MW_After Competition Groups_13 | Floor Insulation | 1.77% | 0 | 16.9742 | Residential_2023_Economic_MW_After Competition Groups_Floor Insulation
Residential | Res ¦ Duct Insulation | 2023 | Economic | MW | After Competition Groups | 15.6047 | 0 | 0 | 959.1361 | 0.01627 | 14 | Residential_2023_Economic_MW_After Competition Groups_14 | Duct Insulation | 1.627% | 0 | 15.6047 | Residential_2023_Economic_MW_After Competition Groups_Duct Insulation
Residential | Res ¦ Advanced BAS/Controllers | 2023 | Economic | MW | After Competition Groups | 13.3222 | 0 | 0 | 959.1361 | 0.01389 | 15 | Residential_2023_Economic_MW_After Competition Groups_15 | Advanced BAS/Controllers | 1.389% | 0 | 13.3222 | Residential_2023_Economic_MW_After Competition Groups_Advanced BAS/Controllers
Residential | Res ¦ Clothes Drying Racks | 2023 | Economic | MW | After Competition Groups | 12.3283 | 0 | 0 | 959.1361 | 0.012854 | 16 | Residential_2023_Economic_MW_After Competition Groups_16 | Clothes Drying Racks | 1.285% | 0 | 12.3283 | Residential_2023_Economic_MW_After Competition Groups_Clothes Drying Racks
Residential | Res ¦ Occupancy Sensors MF | 2023 | Economic | MW | After Competition Groups | 12.2104 | 0 | 0 | 959.1361 | 0.012731 | 17 | Residential_2023_Economic_MW_After Competition Groups_17 | Occupancy Sensors MF | 1.273% | 0 | 12.2104 | Residential_2023_Economic_MW_After Competition Groups_Occupancy Sensors MF
Residential | Res ¦ Energy Star Clothes Dryer | 2023 | Economic | MW | After Competition Groups | 10.8561 | 0 | 0 | 959.1361 | 0.011319 | 18 | Residential_2023_Economic_MW_After Competition Groups_18 | Energy Star Clothes Dryer | 1.132% | 0 | 10.8561 | Residential_2023_Economic_MW_After Competition Groups_Energy Star Clothes Dryer
Residential | Res ¦ Refrigerator Recycling | 2023 | Economic | MW | After Competition Groups | 10.4474 | 0 | 0 | 959.1361 | 0.010892 | 19 | Residential_2023_Economic_MW_After Competition Groups_19 | Refrigerator Recycling | 1.089% | 0 | 10.4474 | Residential_2023_Economic_MW_After Competition Groups_Refrigerator Recycling
Residential | Res ¦ Freezer Recycling | 2023 | Economic | MW | After Competition Groups | 9.7326 | 0 | 0 | 959.1361 | 0.010147 | 20 | Residential_2023_Economic_MW_After Competition Groups_20 | Freezer Recycling | 1.015% | 0 | 9.7326 | Residential_2023_Economic_MW_After Competition Groups_Freezer Recycling
Residential | Res ¦ Energy Star Dehumidifier | 2023 | Economic | MW | After Competition Groups | 9.1995 | 0 | 0 | 959.1361 | 0.0095915 | 21 | Residential_2023_Economic_MW_After Competition Groups_21 | Energy Star Dehumidifier | 0.9591% | 0 | 9.1995 | Residential_2023_Economic_MW_After Competition Groups_Energy Star Dehumidifier
Residential | Res ¦ Energy Star Torchiere | 2023 | Economic | MW | After Competition Groups | 8.6314 | 0 | 0 | 959.1361 | 0.0089991 | 22 | Residential_2023_Economic_MW_After Competition Groups_22 | Energy Star Torchiere | 0.8999% | 0 | 8.6314 | Residential_2023_Economic_MW_After Competition Groups_Energy Star Torchiere
Residential | Res ¦ Duct Insulation MF | 2023 | Economic | MW | After Competition Groups | 6.5463 | 0 | 0 | 959.1361 | 0.0068252 | 23 | Residential_2023_Economic_MW_After Competition Groups_23 | Duct Insulation MF | 0.6825% | 0 | 6.5463 | Residential_2023_Economic_MW_After Competition Groups_Duct Insulation MF
Residential | Res ¦ Minimize Hot and Warm Clothes Wash | 2023 | Economic | MW | After Competition Groups | 5.164 | 0 | 0 | 959.1361 | 0.005384 | 24 | Residential_2023_Economic_MW_After Competition Groups_24 | Minimize Hot and Warm Clothes Wash | 0.5384% | 0 | 5.164 | Residential_2023_Economic_MW_After Competition Groups_Minimize Hot and Warm Clothes Wash
Residential | Res ¦ High Efficiency Chiller (avg of water and air cooled) | 2023 | Economic | MW | After Competition Groups | 4.2453 | 0 | 0 | 959.1361 | 0.0044262 | 25 | Residential_2023_Economic_MW_After Competition Groups_25 | High Efficiency Chiller (avg of water and air cooled) | 0.4426% | 0 | 4.2453 | Residential_2023_Economic_MW_After Competition Groups_High Efficiency Chiller (avg of water and air cooled)
Residential | Res ¦ Energy Star Light Fixture | 2023 | Economic | MW | After Competition Groups | 3.7185 | 0 | 0 | 959.1361 | 0.0038769 | 26 | Residential_2023_Economic_MW_After Competition Groups_26 | Energy Star Light Fixture | 0.3877% | 0 | 3.7185 | Residential_2023_Economic_MW_After Competition Groups_Energy Star Light Fixture
Residential | Res ¦ Outside Air Economizer | 2023 | Economic | MW | After Competition Groups | 2.9357 | 0 | 0 | 959.1361 | 0.0030608 | 27 | Residential_2023_Economic_MW_After Competition Groups_27 | Outside Air Economizer | 0.3061% | 0 | 2.9357 | Residential_2023_Economic_MW_After Competition Groups_Outside Air Economizer
Residential | Res ¦ Demand Control Ventilation | 2023 | Economic | MW | After Competition Groups | 2.3413 | 0 | 0 | 959.1361 | 0.0024411 | 28 | Residential_2023_Economic_MW_After Competition Groups_28 | Demand Control Ventilation | 0.2441% | 0 | 2.3413 | Residential_2023_Economic_MW_After Competition Groups_Demand Control Ventilation
Residential | Res ¦ LED Tube Re-Lamp | 2023 | Economic | MW | After Competition Groups | 2.2763 | 0 | 0 | 959.1361 | 0.0023733 | 29 | Residential_2023_Economic_MW_After Competition Groups_29 | LED Tube Re-Lamp | 0.2373% | 0 | 2.2763 | Residential_2023_Economic_MW_After Competition Groups_LED Tube Re-Lamp
Residential | Res ¦ Furnace Whistle | 2023 | Economic | MW | After Competition Groups | 2.2499 | 0 | 0 | 959.1361 | 0.0023458 | 30 | Residential_2023_Economic_MW_After Competition Groups_30 | Furnace Whistle | 0.2346% | 0 | 2.2499 | Residential_2023_Economic_MW_After Competition Groups_Furnace Whistle
Residential | Res ¦ Home Energy Reports | 2023 | Economic | MW | After Competition Groups | 2.1219 | 0 | 0 | 959.1361 | 0.0022123 | 31 | Residential_2023_Economic_MW_After Competition Groups_31 | Home Energy Reports | 0.2212% | 0 | 2.1219 | Residential_2023_Economic_MW_After Competition Groups_Home Energy Reports
Residential | Res ¦ ENERGY STAR LED LAMPS (REFLECTOR LAMPs/MR16/PAR 16) | 2023 | Economic | MW | After Competition Groups | 1.9427 | 0 | 0 | 959.1361 | 0.0020255 | 32 | Residential_2023_Economic_MW_After Competition Groups_32 | ENERGY STAR LED LAMPS (REFLECTOR LAMPs/MR16/PAR 16) | 0.2025% | 0 | 1.9427 | Residential_2023_Economic_MW_After Competition Groups_ENERGY STAR LED LAMPS (REFLECTOR LAMPs/MR16/PAR 16)
Residential | Res ¦ Comprehensive Draft Proofing | 2023 | Economic | MW | After Competition Groups | 1.9119 | 0 | 0 | 959.1361 | 0.0019933 | 33 | Residential_2023_Economic_MW_After Competition Groups_33 | Comprehensive Draft Proofing | 0.1993% | 0 | 1.9119 | Residential_2023_Economic_MW_After Competition Groups_Comprehensive Draft Proofing
Residential | Res ¦ Heat Recovery Ventilator | 2023 | Economic | MW | After Competition Groups | 1.8648 | 0 | 0 | 959.1361 | 0.0019443 | 34 | Residential_2023_Economic_MW_After Competition Groups_34 | Heat Recovery Ventilator | 0.1944% | 0 | 1.8648 | Residential_2023_Economic_MW_After Competition Groups_Heat Recovery Ventilator
Residential | Res ¦ Variable Frequency Drive (VFD) | 2023 | Economic | MW | After Competition Groups | 1.8544 | 0 | 0 | 959.1361 | 0.0019334 | 35 | Residential_2023_Economic_MW_After Competition Groups_35 | Variable Frequency Drive (VFD) | 0.1933% | 0 | 1.8544 | Residential_2023_Economic_MW_After Competition Groups_Variable Frequency Drive (VFD)
Residential | Res ¦ CO Sensors for parking garage exhaust fans | 2023 | Economic | MW | After Competition Groups | 1.8522 | 0 | 0 | 959.1361 | 0.0019311 | 36 | Residential_2023_Economic_MW_After Competition Groups_36 | CO Sensors for parking garage exhaust fans | 0.1931% | 0 | 1.8522 | Residential_2023_Economic_MW_After Competition Groups_CO Sensors for parking garage exhaust fans
Residential | Res ¦ Water Heater Temperature Setback | 2023 | Economic | MW | After Competition Groups | 1.1728 | 0 | 0 | 959.1361 | 0.0012228 | 37 | Residential_2023_Economic_MW_After Competition Groups_37 | Water Heater Temperature Setback | 0.1223% | 0 | 1.1728 | Residential_2023_Economic_MW_After Competition Groups_Water Heater Temperature Setback
Residential | Res ¦ LED Parking Lot Fixture | 2023 | Economic | MW | After Competition Groups | 0.82248 | 0 | 0 | 959.1361 | 0.00085752 | 38 | Residential_2023_Economic_MW_After Competition Groups_38 | LED Parking Lot Fixture | 0.08575% | 0 | 0.82248 | Residential_2023_Economic_MW_After Competition Groups_LED Parking Lot Fixture
Residential | Res ¦ Energy Star Freezer | 2023 | Economic | MW | After Competition Groups | 0.81561 | 0 | 0 | 959.1361 | 0.00085036 | 39 | Residential_2023_Economic_MW_After Competition Groups_39 | Energy Star Freezer | 0.08504% | 0 | 0.81561 | Residential_2023_Economic_MW_After Competition Groups_Energy Star Freezer
Residential | Res ¦ Condensing Make Up Air Unit | 2023 | Economic | MW | After Competition Groups | 0.78203 | 0 | 0 | 959.1361 | 0.00081535 | 40 | Residential_2023_Economic_MW_After Competition Groups_40 | Condensing Make Up Air Unit | 0.08154% | 0 | 0.78203 | Residential_2023_Economic_MW_After Competition Groups_Condensing Make Up Air Unit
Residential | Res ¦ VFD on Pumps | 2023 | Economic | MW | After Competition Groups | 0.57024 | 0 | 0 | 959.1361 | 0.00059453 | 41 | Residential_2023_Economic_MW_After Competition Groups_41 | VFD on Pumps | 0.05945% | 0 | 0.57024 | Residential_2023_Economic_MW_After Competition Groups_VFD on Pumps
Residential | Res ¦ ENERGY STAR LED Lamps (General Service Lamps) | 2023 | Economic | MW | After Competition Groups | 0.43497 | 0 | 0 | 959.1361 | 0.0004535 | 42 | Residential_2023_Economic_MW_After Competition Groups_42 | ENERGY STAR LED Lamps (General Service Lamps) | 0.04535% | 0 | 0.43497 | Residential_2023_Economic_MW_After Competition Groups_ENERGY STAR LED Lamps (General Service Lamps)
Residential | Res ¦ LED Exterior Area Lights - LED Fixture (200W) | 2023 | Economic | MW | After Competition Groups | 0.37499 | 0 | 0 | 959.1361 | 0.00039096 | 43 | Residential_2023_Economic_MW_After Competition Groups_43 | LED Exterior Area Lights - LED Fixture (200W) | 0.0391% | 0 | 0.37499 | Residential_2023_Economic_MW_After Competition Groups_LED Exterior Area Lights - LED Fixture (200W)
Residential | Res ¦ ECM MOTORS FOR HVAC APPLICATION (FAN-POWERED VAV BOX) | 2023 | Economic | MW | After Competition Groups | 0.30795 | 0 | 0 | 959.1361 | 0.00032107 | 44 | Residential_2023_Economic_MW_After Competition Groups_44 | ECM MOTORS FOR HVAC APPLICATION (FAN-POWERED VAV BOX) | 0.03211% | 0 | 0.30795 | Residential_2023_Economic_MW_After Competition Groups_ECM MOTORS FOR HVAC APPLICATION (FAN-POWERED VAV BOX)
Residential | Res ¦ Wall Insulation | 2023 | Economic | MW | After Competition Groups | 0.244 | 0 | 0 | 959.1361 | 0.00025439 | 45 | Residential_2023_Economic_MW_After Competition Groups_45 | Wall Insulation | 0.02544% | 0 | 0.244 | Residential_2023_Economic_MW_After Competition Groups_Wall Insulation
Residential | Res ¦ Beverage Vending Machine Controls | 2023 | Economic | MW | After Competition Groups | 0.20156 | 0 | 0 | 959.1361 | 0.00021015 | 46 | Residential_2023_Economic_MW_After Competition Groups_46 | Beverage Vending Machine Controls | 0.02102% | 0 | 0.20156 | Residential_2023_Economic_MW_After Competition Groups_Beverage Vending Machine Controls
Residential | Res ¦ Tankless Water Heater | 2023 | Economic | MW | After Competition Groups | 0.15608 | 0 | 0 | 959.1361 | 0.00016273 | 47 | Residential_2023_Economic_MW_After Competition Groups_47 | Tankless Water Heater | 0.01627% | 0 | 0.15608 | Residential_2023_Economic_MW_After Competition Groups_Tankless Water Heater
Residential | Res ¦ Chilled Water Optimization | 2023 | Economic | MW | After Competition Groups | 0.11021 | 0 | 0 | 959.1361 | 0.00011491 | 48 | Residential_2023_Economic_MW_After Competition Groups_48 | Chilled Water Optimization | 0.01149% | 0 | 0.11021 | Residential_2023_Economic_MW_After Competition Groups_Chilled Water Optimization
Residential | Res ¦ LED High Bay Fixture | 2023 | Economic | MW | After Competition Groups | 0.030815 | 0 | 0 | 959.1361 | 3.2128e-05 | 49 | Residential_2023_Economic_MW_After Competition Groups_49 | LED High Bay Fixture | 0.003213% | 0 | 0.030815 | Residential_2023_Economic_MW_After Competition Groups_LED High Bay Fixture
Residential | Res ¦ Wall Insulation MF | 2023 | Economic | MW | After Competition Groups | 0.014788 | 0 | 0 | 959.1361 | 1.5418e-05 | 50 | Residential_2023_Economic_MW_After Competition Groups_50 | Wall Insulation MF | 0.001542% | 0 | 0.014788 | Residential_2023_Economic_MW_After Competition Groups_Wall Insulation MF
Residential | Res ¦ LED Downlight | 2023 | Economic | MW | After Competition Groups | 0 | 0 | 0 | 959.1361 | 0 | 51 | Residential_2023_Economic_MW_After Competition Groups_51 | LED Downlight | 0% | 0 | 0 | Residential_2023_Economic_MW_After Competition Groups_LED Downlight
Residential | Res ¦ Smart Burners | 2023 | Economic | MW | After Competition Groups | 0 | 0 | 0 | 959.1361 | 0 | 52 | Residential_2023_Economic_MW_After Competition Groups_52 | Smart Burners | 0% | 0 | 0 | Residential_2023_Economic_MW_After Competition Groups_Smart Burners
Residential | Res ¦ Smart Power Bar | 2023 | Economic | MW | After Competition Groups | 0 | 0 | 0 | 959.1361 | 0 | 53 | Residential_2023_Economic_MW_After Competition Groups_53 | Smart Power Bar | 0% | 0 | 0 | Residential_2023_Economic_MW_After Competition Groups_Smart Power Bar
Residential | Res ¦ Energy Star LED Specialty Bulbs | 2023 | SC A | MW | After Competition Groups | 21.4371 | 0 | 0 | 125.6764 | 0.17057 | 1 | Residential_2023_SC A_MW_After Competition Groups_1 | Energy Star LED Specialty Bulbs | 17.06% | 0 | 21.4371 | Residential_2023_SC A_MW_After Competition Groups_Energy Star LED Specialty Bulbs
Residential | Res ¦ Ductless Mini-Split Heat Pump | 2023 | SC A | MW | After Competition Groups | 20.5775 | 0 | 0 | 125.6764 | 0.16373 | 2 | Residential_2023_SC A_MW_After Competition Groups_2 | Ductless Mini-Split Heat Pump | 16.37% | 0 | 20.5775 | Residential_2023_SC A_MW_After Competition Groups_Ductless Mini-Split Heat Pump
Residential | Res ¦ Energy Star Clothes Washer | 2023 | SC A | MW | After Competition Groups | 14.1455 | 0 | 0 | 125.6764 | 0.11255 | 3 | Residential_2023_SC A_MW_After Competition Groups_3 | Energy Star Clothes Washer | 11.26% | 0 | 14.1455 | Residential_2023_SC A_MW_After Competition Groups_Energy Star Clothes Washer
Residential | Res ¦ Building Recommissioning, Operations and Maintenance (O&M) Improvements | 2023 | SC A | MW | After Competition Groups | 12.9826 | 0 | 0 | 125.6764 | 0.1033 | 4 | Residential_2023_SC A_MW_After Competition Groups_4 | Building Recommissioning, Operations and Maintenance (O&M) Improvements | 10.33% | 0 | 12.9826 | Residential_2023_SC A_MW_After Competition Groups_Building Recommissioning, Operations and Maintenance (O&M) Improvements
Residential | Res ¦ Adaptive Thermostat | 2023 | SC A | MW | After Competition Groups | 8.9383 | 0 | 0 | 125.6764 | 0.071122 | 5 | Residential_2023_SC A_MW_After Competition Groups_5 | Adaptive Thermostat | 7.112% | 0 | 8.9383 | Residential_2023_SC A_MW_After Competition Groups_Adaptive Thermostat
Residential | Res ¦ Variable Speed Pool Pump Motor | 2023 | SC A | MW | After Competition Groups | 6.5501 | 0 | 0 | 125.6764 | 0.052119 | 6 | Residential_2023_SC A_MW_After Competition Groups_6 | Variable Speed Pool Pump Motor | 5.212% | 0 | 6.5501 | Residential_2023_SC A_MW_After Competition Groups_Variable Speed Pool Pump Motor
Residential | Res ¦ Energy Star A Line, PAR, MR Lamps | 2023 | SC A | MW | After Competition Groups | 6.4071 | 0 | 0 | 125.6764 | 0.050981 | 7 | Residential_2023_SC A_MW_After Competition Groups_7 | Energy Star A Line, PAR, MR Lamps | 5.098% | 0 | 6.4071 | Residential_2023_SC A_MW_After Competition Groups_Energy Star A Line, PAR, MR Lamps
Residential | Res ¦ Basement Wall Insulation | 2023 | SC A | MW | After Competition Groups | 5.2954 | 0 | 0 | 125.6764 | 0.042135 | 8 | Residential_2023_SC A_MW_After Competition Groups_8 | Basement Wall Insulation | 4.214% | 0 | 5.2954 | Residential_2023_SC A_MW_After Competition Groups_Basement Wall Insulation
Residential | Res ¦ High Efficiency Chiller (avg of water and air cooled) | 2023 | SC A | MW | After Competition Groups | 3.4873 | 0 | 0 | 125.6764 | 0.027748 | 9 | Residential_2023_SC A_MW_After Competition Groups_9 | High Efficiency Chiller (avg of water and air cooled) | 2.775% | 0 | 3.4873 | Residential_2023_SC A_MW_After Competition Groups_High Efficiency Chiller (avg of water and air cooled)
Residential | Res ¦ Energy Star Air Source Heat Pump | 2023 | SC A | MW | After Competition Groups | 3.4366 | 0 | 0 | 125.6764 | 0.027345 | 10 | Residential_2023_SC A_MW_After Competition Groups_10 | Energy Star Air Source Heat Pump | 2.734% | 0 | 3.4366 | Residential_2023_SC A_MW_After Competition Groups_Energy Star Air Source Heat Pump
Residential | Res ¦ Energy Star Room Air Conditioner | 2023 | SC A | MW | After Competition Groups | 3.2181 | 0 | 0 | 125.6764 | 0.025607 | 11 | Residential_2023_SC A_MW_After Competition Groups_11 | Energy Star Room Air Conditioner | 2.561% | 0 | 3.2181 | Residential_2023_SC A_MW_After Competition Groups_Energy Star Room Air Conditioner
Residential | Res ¦ Attic Insulation | 2023 | SC A | MW | After Competition Groups | 1.8739 | 0 | 0 | 125.6764 | 0.01491 | 12 | Residential_2023_SC A_MW_After Competition Groups_12 | Attic Insulation | 1.491% | 0 | 1.8739 | Residential_2023_SC A_MW_After Competition Groups_Attic Insulation
Residential | Res ¦ LED Tube Re-Lamp | 2023 | SC A | MW | After Competition Groups | 1.863 | 0 | 0 | 125.6764 | 0.014824 | 13 | Residential_2023_SC A_MW_After Competition Groups_13 | LED Tube Re-Lamp | 1.482% | 0 | 1.863 | Residential_2023_SC A_MW_After Competition Groups_LED Tube Re-Lamp
Residential | Res ¦ Occupancy Sensors MF | 2023 | SC A | MW | After Competition Groups | 1.8602 | 0 | 0 | 125.6764 | 0.014802 | 14 | Residential_2023_SC A_MW_After Competition Groups_14 | Occupancy Sensors MF | 1.48% | 0 | 1.8602 | Residential_2023_SC A_MW_After Competition Groups_Occupancy Sensors MF
Residential | Res ¦ Energy Star Torchiere | 2023 | SC A | MW | After Competition Groups | 1.6695 | 0 | 0 | 125.6764 | 0.013284 | 15 | Residential_2023_SC A_MW_After Competition Groups_15 | Energy Star Torchiere | 1.328% | 0 | 1.6695 | Residential_2023_SC A_MW_After Competition Groups_Energy Star Torchiere
Residential | Res ¦ Energy Star Clothes Dryer | 2023 | SC A | MW | After Competition Groups | 1.4647 | 0 | 0 | 125.6764 | 0.011655 | 16 | Residential_2023_SC A_MW_After Competition Groups_16 | Energy Star Clothes Dryer | 1.165% | 0 | 1.4647 | Residential_2023_SC A_MW_After Competition Groups_Energy Star Clothes Dryer
Residential | Res ¦ ENERGY STAR LED LAMPS (REFLECTOR LAMPs/MR16/PAR 16) | 2023 | SC A | MW | After Competition Groups | 1.3114 | 0 | 0 | 125.6764 | 0.010435 | 17 | Residential_2023_SC A_MW_After Competition Groups_17 | ENERGY STAR LED LAMPS (REFLECTOR LAMPs/MR16/PAR 16) | 1.043% | 0 | 1.3114 | Residential_2023_SC A_MW_After Competition Groups_ENERGY STAR LED LAMPS (REFLECTOR LAMPs/MR16/PAR 16)
Residential | Res ¦ Advanced BAS/Controllers | 2023 | SC A | MW | After Competition Groups | 1.2732 | 0 | 0 | 125.6764 | 0.010131 | 18 | Residential_2023_SC A_MW_After Competition Groups_18 | Advanced BAS/Controllers | 1.013% | 0 | 1.2732 | Residential_2023_SC A_MW_After Competition Groups_Advanced BAS/Controllers
Residential | Res ¦ Refrigerator Recycling | 2023 | SC A | MW | After Competition Groups | 1.0832 | 0 | 0 | 125.6764 | 0.0086189 | 19 | Residential_2023_SC A_MW_After Competition Groups_19 | Refrigerator Recycling | 0.8619% | 0 | 1.0832 | Residential_2023_SC A_MW_After Competition Groups_Refrigerator Recycling
Residential | Res ¦ Minimize Hot and Warm Clothes Wash | 2023 | SC A | MW | After Competition Groups | 1.0167 | 0 | 0 | 125.6764 | 0.0080895 | 20 | Residential_2023_SC A_MW_After Competition Groups_20 | Minimize Hot and Warm Clothes Wash | 0.8089% | 0 | 1.0167 | Residential_2023_SC A_MW_After Competition Groups_Minimize Hot and Warm Clothes Wash
Residential | Res ¦ Outside Air Economizer | 2023 | SC A | MW | After Competition Groups | 0.77813 | 0 | 0 | 125.6764 | 0.0061916 | 21 | Residential_2023_SC A_MW_After Competition Groups_21 | Outside Air Economizer | 0.6192% | 0 | 0.77813 | Residential_2023_SC A_MW_After Competition Groups_Outside Air Economizer
Residential | Res ¦ Energy Star Light Fixture | 2023 | SC A | MW | After Competition Groups | 0.7598 | 0 | 0 | 125.6764 | 0.0060457 | 22 | Residential_2023_SC A_MW_After Competition Groups_22 | Energy Star Light Fixture | 0.6046% | 0 | 0.7598 | Residential_2023_SC A_MW_After Competition Groups_Energy Star Light Fixture
Residential | Res ¦ Air Sealing | 2023 | SC A | MW | After Competition Groups | 0.66171 | 0 | 0 | 125.6764 | 0.0052652 | 23 | Residential_2023_SC A_MW_After Competition Groups_23 | Air Sealing | 0.5265% | 0 | 0.66171 | Residential_2023_SC A_MW_After Competition Groups_Air Sealing
Residential | Res ¦ LED Parking Lot Fixture | 2023 | SC A | MW | After Competition Groups | 0.46604 | 0 | 0 | 125.6764 | 0.0037082 | 24 | Residential_2023_SC A_MW_After Competition Groups_24 | LED Parking Lot Fixture | 0.3708% | 0 | 0.46604 | Residential_2023_SC A_MW_After Competition Groups_LED Parking Lot Fixture
Residential | Res ¦ ENERGY STAR LED Lamps (General Service Lamps) | 2023 | SC A | MW | After Competition Groups | 0.32259 | 0 | 0 | 125.6764 | 0.0025668 | 25 | Residential_2023_SC A_MW_After Competition Groups_25 | ENERGY STAR LED Lamps (General Service Lamps) | 0.2567% | 0 | 0.32259 | Residential_2023_SC A_MW_After Competition Groups_ENERGY STAR LED Lamps (General Service Lamps)
Residential | Res ¦ Furnace Whistle | 2023 | SC A | MW | After Competition Groups | 0.32091 | 0 | 0 | 125.6764 | 0.0025534 | 26 | Residential_2023_SC A_MW_After Competition Groups_26 | Furnace Whistle | 0.2553% | 0 | 0.32091 | Residential_2023_SC A_MW_After Competition Groups_Furnace Whistle
Residential | Res ¦ Variable Frequency Drive (VFD) | 2023 | SC A | MW | After Competition Groups | 0.26449 | 0 | 0 | 125.6764 | 0.0021045 | 27 | Residential_2023_SC A_MW_After Competition Groups_27 | Variable Frequency Drive (VFD) | 0.2105% | 0 | 0.26449 | Residential_2023_SC A_MW_After Competition Groups_Variable Frequency Drive (VFD)
Residential | Res ¦ Comprehensive Draft Proofing | 2023 | SC A | MW | After Competition Groups | 0.2632 | 0 | 0 | 125.6764 | 0.0020943 | 28 | Residential_2023_SC A_MW_After Competition Groups_28 | Comprehensive Draft Proofing | 0.2094% | 0 | 0.2632 | Residential_2023_SC A_MW_After Competition Groups_Comprehensive Draft Proofing
Residential | Res ¦ Home Energy Reports | 2023 | SC A | MW | After Competition Groups | 0.22825 | 0 | 0 | 125.6764 | 0.0018161 | 29 | Residential_2023_SC A_MW_After Competition Groups_29 | Home Energy Reports | 0.1816% | 0 | 0.22825 | Residential_2023_SC A_MW_After Competition Groups_Home Energy Reports
Residential | Res ¦ LED Exterior Area Lights - LED Fixture (200W) | 2023 | SC A | MW | After Competition Groups | 0.21848 | 0 | 0 | 125.6764 | 0.0017384 | 30 | Residential_2023_SC A_MW_After Competition Groups_30 | LED Exterior Area Lights - LED Fixture (200W) | 0.1738% | 0 | 0.21848 | Residential_2023_SC A_MW_After Competition Groups_LED Exterior Area Lights - LED Fixture (200W)
Residential | Res ¦ CO Sensors for parking garage exhaust fans | 2023 | SC A | MW | After Competition Groups | 0.20008 | 0 | 0 | 125.6764 | 0.001592 | 31 | Residential_2023_SC A_MW_After Competition Groups_31 | CO Sensors for parking garage exhaust fans | 0.1592% | 0 | 0.20008 | Residential_2023_SC A_MW_After Competition Groups_CO Sensors for parking garage exhaust fans
Residential | Res ¦ Demand Control Ventilation | 2023 | SC A | MW | After Competition Groups | 0.19262 | 0 | 0 | 125.6764 | 0.0015326 | 32 | Residential_2023_SC A_MW_After Competition Groups_32 | Demand Control Ventilation | 0.1533% | 0 | 0.19262 | Residential_2023_SC A_MW_After Competition Groups_Demand Control Ventilation
Residential | Res ¦ Energy Star Freezer | 2023 | SC A | MW | After Competition Groups | 0.19206 | 0 | 0 | 125.6764 | 0.0015282 | 33 | Residential_2023_SC A_MW_After Competition Groups_33 | Energy Star Freezer | 0.1528% | 0 | 0.19206 | Residential_2023_SC A_MW_After Competition Groups_Energy Star Freezer
Residential | Res ¦ Water Heater Temperature Setback | 2023 | SC A | MW | After Competition Groups | 0.16607 | 0 | 0 | 125.6764 | 0.0013214 | 34 | Residential_2023_SC A_MW_After Competition Groups_34 | Water Heater Temperature Setback | 0.1321% | 0 | 0.16607 | Residential_2023_SC A_MW_After Competition Groups_Water Heater Temperature Setback
Residential | Res ¦ Floor Insulation | 2023 | SC A | MW | After Competition Groups | 0.13278 | 0 | 0 | 125.6764 | 0.0010565 | 35 | Residential_2023_SC A_MW_After Competition Groups_35 | Floor Insulation | 0.1057% | 0 | 0.13278 | Residential_2023_SC A_MW_After Competition Groups_Floor Insulation
Residential | Res ¦ Clothes Drying Racks | 2023 | SC A | MW | After Competition Groups | 0.12045 | 0 | 0 | 125.6764 | 0.00095841 | 36 | Residential_2023_SC A_MW_After Competition Groups_36 | Clothes Drying Racks | 0.09584% | 0 | 0.12045 | Residential_2023_SC A_MW_After Competition Groups_Clothes Drying Racks
Residential | Res ¦ Energy Star Dehumidifier | 2023 | SC A | MW | After Competition Groups | 0.11364 | 0 | 0 | 125.6764 | 0.00090425 | 37 | Residential_2023_SC A_MW_After Competition Groups_37 | Energy Star Dehumidifier | 0.09042% | 0 | 0.11364 | Residential_2023_SC A_MW_After Competition Groups_Energy Star Dehumidifier
Residential | Res ¦ Duct Insulation | 2023 | SC A | MW | After Competition Groups | 0.083391 | 0 | 0 | 125.6764 | 0.00066353 | 38 | Residential_2023_SC A_MW_After Competition Groups_38 | Duct Insulation | 0.06635% | 0 | 0.083391 | Residential_2023_SC A_MW_After Competition Groups_Duct Insulation
Residential | Res ¦ VFD on Pumps | 2023 | SC A | MW | After Competition Groups | 0.075498 | 0 | 0 | 125.6764 | 0.00060073 | 39 | Residential_2023_SC A_MW_After Competition Groups_39 | VFD on Pumps | 0.06007% | 0 | 0.075498 | Residential_2023_SC A_MW_After Competition Groups_VFD on Pumps
Residential | Res ¦ Condensing Make Up Air Unit | 2023 | SC A | MW | After Competition Groups | 0.054503 | 0 | 0 | 125.6764 | 0.00043367 | 40 | Residential_2023_SC A_MW_After Competition Groups_40 | Condensing Make Up Air Unit | 0.04337% | 0 | 0.054503 | Residential_2023_SC A_MW_After Competition Groups_Condensing Make Up Air Unit
Residential | Res ¦ Duct Insulation MF | 2023 | SC A | MW | After Competition Groups | 0.046282 | 0 | 0 | 125.6764 | 0.00036827 | 41 | Residential_2023_SC A_MW_After Competition Groups_41 | Duct Insulation MF | 0.03683% | 0 | 0.046282 | Residential_2023_SC A_MW_After Competition Groups_Duct Insulation MF
Residential | Res ¦ ECM MOTORS FOR HVAC APPLICATION (FAN-POWERED VAV BOX) | 2023 | SC A | MW | After Competition Groups | 0.041811 | 0 | 0 | 125.6764 | 0.00033269 | 42 | Residential_2023_SC A_MW_After Competition Groups_42 | ECM MOTORS FOR HVAC APPLICATION (FAN-POWERED VAV BOX) | 0.03327% | 0 | 0.041811 | Residential_2023_SC A_MW_After Competition Groups_ECM MOTORS FOR HVAC APPLICATION (FAN-POWERED VAV BOX)
Residential | Res ¦ Chilled Water Optimization | 2023 | SC A | MW | After Competition Groups | 0.02655 | 0 | 0 | 125.6764 | 0.00021126 | 43 | Residential_2023_SC A_MW_After Competition Groups_43 | Chilled Water Optimization | 0.02113% | 0 | 0.02655 | Residential_2023_SC A_MW_After Competition Groups_Chilled Water Optimization
Residential | Res ¦ Heat Recovery Ventilator | 2023 | SC A | MW | After Competition Groups | 0.023705 | 0 | 0 | 125.6764 | 0.00018862 | 44 | Residential_2023_SC A_MW_After Competition Groups_44 | Heat Recovery Ventilator | 0.01886% | 0 | 0.023705 | Residential_2023_SC A_MW_After Competition Groups_Heat Recovery Ventilator
Residential | Res ¦ Beverage Vending Machine Controls | 2023 | SC A | MW | After Competition Groups | 0.019958 | 0 | 0 | 125.6764 | 0.0001588 | 45 | Residential_2023_SC A_MW_After Competition Groups_45 | Beverage Vending Machine Controls | 0.01588% | 0 | 0.019958 | Residential_2023_SC A_MW_After Competition Groups_Beverage Vending Machine Controls
Residential | Res ¦ Tankless Water Heater | 2023 | SC A | MW | After Competition Groups | 0.0059224 | 0 | 0 | 125.6764 | 4.7124e-05 | 46 | Residential_2023_SC A_MW_After Competition Groups_46 | Tankless Water Heater | 0.004712% | 0 | 0.0059224 | Residential_2023_SC A_MW_After Competition Groups_Tankless Water Heater
Residential | Res ¦ LED High Bay Fixture | 2023 | SC A | MW | After Competition Groups | 0.0040978 | 0 | 0 | 125.6764 | 3.2606e-05 | 47 | Residential_2023_SC A_MW_After Competition Groups_47 | LED High Bay Fixture | 0.003261% | 0 | 0.0040978 | Residential_2023_SC A_MW_After Competition Groups_LED High Bay Fixture
Residential | Res ¦ Wall Insulation MF | 2023 | SC A | MW | After Competition Groups | 0.00093792 | 0 | 0 | 125.6764 | 7.463e-06 | 48 | Residential_2023_SC A_MW_After Competition Groups_48 | Wall Insulation MF | 0.0007463% | 0 | 0.00093792 | Residential_2023_SC A_MW_After Competition Groups_Wall Insulation MF
Residential | Res ¦ Wall Insulation | 2023 | SC A | MW | After Competition Groups | 0.00086061 | 0 | 0 | 125.6764 | 6.8479e-06 | 49 | Residential_2023_SC A_MW_After Competition Groups_49 | Wall Insulation | 0.0006848% | 0 | 0.00086061 | Residential_2023_SC A_MW_After Competition Groups_Wall Insulation
Residential | Res ¦ Freezer Recycling | 2023 | SC A | MW | After Competition Groups | 0.00011014 | 0 | 0 | 125.6764 | 8.7637e-07 | 50 | Residential_2023_SC A_MW_After Competition Groups_50 | Freezer Recycling | 8.764e-05% | 0 | 0.00011014 | Residential_2023_SC A_MW_After Competition Groups_Freezer Recycling
Residential | Res ¦ Energy Star LED Bulbs General Purpose LEDs | 2023 | SC A | MW | After Competition Groups | 1.0259e-08 | 0 | 0 | 125.6764 | 8.1631e-11 | 51 | Residential_2023_SC A_MW_After Competition Groups_51 | Energy Star LED Bulbs General Purpose LEDs | 8.163e-09% | 0 | 1.0259e-08 | Residential_2023_SC A_MW_After Competition Groups_Energy Star LED Bulbs General Purpose LEDs
Residential | Res ¦ LED Downlight | 2023 | SC A | MW | After Competition Groups | 0 | 0 | 0 | 125.6764 | 0 | 52 | Residential_2023_SC A_MW_After Competition Groups_52 | LED Downlight | 0% | 0 | 0 | Residential_2023_SC A_MW_After Competition Groups_LED Downlight
Residential | Res ¦ Smart Burners | 2023 | SC A | MW | After Competition Groups | 0 | 0 | 0 | 125.6764 | 0 | 53 | Residential_2023_SC A_MW_After Competition Groups_53 | Smart Burners | 0% | 0 | 0 | Residential_2023_SC A_MW_After Competition Groups_Smart Burners
Residential | Res ¦ Smart Power Bar | 2023 | SC A | MW | After Competition Groups | 0 | 0 | 0 | 125.6764 | 0 | 54 | Residential_2023_SC A_MW_After Competition Groups_54 | Smart Power Bar | 0% | 0 | 0 | Residential_2023_SC A_MW_After Competition Groups_Smart Power Bar
Residential | Res ¦ Building Recommissioning, Operations and Maintenance (O&M) Improvements | 2023 | SC B | MW | After Competition Groups | 34.3853 | 0 | 0 | 227.8159 | 0.15093 | 1 | Residential_2023_SC B_MW_After Competition Groups_1 | Building Recommissioning, Operations and Maintenance (O&M) Improvements | 15.09% | 0 | 34.3853 | Residential_2023_SC B_MW_After Competition Groups_Building Recommissioning, Operations and Maintenance (O&M) Improvements
Residential | Res ¦ Ductless Mini-Split Heat Pump | 2023 | SC B | MW | After Competition Groups | 25.2501 | 0 | 0 | 227.8159 | 0.11084 | 2 | Residential_2023_SC B_MW_After Competition Groups_2 | Ductless Mini-Split Heat Pump | 11.08% | 0 | 25.2501 | Residential_2023_SC B_MW_After Competition Groups_Ductless Mini-Split Heat Pump
Residential | Res ¦ Variable Speed Pool Pump Motor | 2023 | SC B | MW | After Competition Groups | 24.5586 | 0 | 0 | 227.8159 | 0.1078 | 3 | Residential_2023_SC B_MW_After Competition Groups_3 | Variable Speed Pool Pump Motor | 10.78% | 0 | 24.5586 | Residential_2023_SC B_MW_After Competition Groups_Variable Speed Pool Pump Motor
Residential | Res ¦ Energy Star Clothes Washer | 2023 | SC B | MW | After Competition Groups | 23.6599 | 0 | 0 | 227.8159 | 0.10386 | 4 | Residential_2023_SC B_MW_After Competition Groups_4 | Energy Star Clothes Washer | 10.39% | 0 | 23.6599 | Residential_2023_SC B_MW_After Competition Groups_Energy Star Clothes Washer
Residential | Res ¦ Adaptive Thermostat | 2023 | SC B | MW | After Competition Groups | 20.1359 | 0 | 0 | 227.8159 | 0.088387 | 5 | Residential_2023_SC B_MW_After Competition Groups_5 | Adaptive Thermostat | 8.839% | 0 | 20.1359 | Residential_2023_SC B_MW_After Competition Groups_Adaptive Thermostat
Residential | Res ¦ Energy Star LED Bulbs General Purpose LEDs | 2023 | SC B | MW | After Competition Groups | 10.9733 | 0 | 0 | 227.8159 | 0.048168 | 6 | Residential_2023_SC B_MW_After Competition Groups_6 | Energy Star LED Bulbs General Purpose LEDs | 4.817% | 0 | 10.9733 | Residential_2023_SC B_MW_After Competition Groups_Energy Star LED Bulbs General Purpose LEDs
Residential | Res ¦ Energy Star LED Specialty Bulbs | 2023 | SC B | MW | After Competition Groups | 10.0472 | 0 | 0 | 227.8159 | 0.044102 | 7 | Residential_2023_SC B_MW_After Competition Groups_7 | Energy Star LED Specialty Bulbs | 4.41% | 0 | 10.0472 | Residential_2023_SC B_MW_After Competition Groups_Energy Star LED Specialty Bulbs
Residential | Res ¦ Energy Star A Line, PAR, MR Lamps | 2023 | SC B | MW | After Competition Groups | 8.6873 | 0 | 0 | 227.8159 | 0.038133 | 8 | Residential_2023_SC B_MW_After Competition Groups_8 | Energy Star A Line, PAR, MR Lamps | 3.813% | 0 | 8.6873 | Residential_2023_SC B_MW_After Competition Groups_Energy Star A Line, PAR, MR Lamps
Residential | Res ¦ Energy Star Room Air Conditioner | 2023 | SC B | MW | After Competition Groups | 6.39 | 0 | 0 | 227.8159 | 0.028049 | 9 | Residential_2023_SC B_MW_After Competition Groups_9 | Energy Star Room Air Conditioner | 2.805% | 0 | 6.39 | Residential_2023_SC B_MW_After Competition Groups_Energy Star Room Air Conditioner
Residential | Res ¦ Basement Wall Insulation | 2023 | SC B | MW | After Competition Groups | 5.3242 | 0 | 0 | 227.8159 | 0.023371 | 10 | Residential_2023_SC B_MW_After Competition Groups_10 | Basement Wall Insulation | 2.337% | 0 | 5.3242 | Residential_2023_SC B_MW_After Competition Groups_Basement Wall Insulation
Residential | Res ¦ Advanced BAS/Controllers | 2023 | SC B | MW | After Competition Groups | 5.0319 | 0 | 0 | 227.8159 | 0.022088 | 11 | Residential_2023_SC B_MW_After Competition Groups_11 | Advanced BAS/Controllers | 2.209% | 0 | 5.0319 | Residential_2023_SC B_MW_After Competition Groups_Advanced BAS/Controllers
Residential | Res ¦ Occupancy Sensors MF | 2023 | SC B | MW | After Competition Groups | 4.9296 | 0 | 0 | 227.8159 | 0.021639 | 12 | Residential_2023_SC B_MW_After Competition Groups_12 | Occupancy Sensors MF | 2.164% | 0 | 4.9296 | Residential_2023_SC B_MW_After Competition Groups_Occupancy Sensors MF
Residential | Res ¦ Energy Star Air Source Heat Pump | 2023 | SC B | MW | After Competition Groups | 4.9099 | 0 | 0 | 227.8159 | 0.021552 | 13 | Residential_2023_SC B_MW_After Competition Groups_13 | Energy Star Air Source Heat Pump | 2.155% | 0 | 4.9099 | Residential_2023_SC B_MW_After Competition Groups_Energy Star Air Source Heat Pump
Residential | Res ¦ Clothes Drying Racks | 2023 | SC B | MW | After Competition Groups | 4.6544 | 0 | 0 | 227.8159 | 0.020431 | 14 | Residential_2023_SC B_MW_After Competition Groups_14 | Clothes Drying Racks | 2.043% | 0 | 4.6544 | Residential_2023_SC B_MW_After Competition Groups_Clothes Drying Racks
Residential | Res ¦ Attic Insulation | 2023 | SC B | MW | After Competition Groups | 4.1066 | 0 | 0 | 227.8159 | 0.018026 | 15 | Residential_2023_SC B_MW_After Competition Groups_15 | Attic Insulation | 1.803% | 0 | 4.1066 | Residential_2023_SC B_MW_After Competition Groups_Attic Insulation
Residential | Res ¦ Refrigerator Recycling | 2023 | SC B | MW | After Competition Groups | 3.9462 | 0 | 0 | 227.8159 | 0.017322 | 16 | Residential_2023_SC B_MW_After Competition Groups_16 | Refrigerator Recycling | 1.732% | 0 | 3.9462 | Residential_2023_SC B_MW_After Competition Groups_Refrigerator Recycling
Residential | Res ¦ Freezer Recycling | 2023 | SC B | MW | After Competition Groups | 3.6647 | 0 | 0 | 227.8159 | 0.016086 | 17 | Residential_2023_SC B_MW_After Competition Groups_17 | Freezer Recycling | 1.609% | 0 | 3.6647 | Residential_2023_SC B_MW_After Competition Groups_Freezer Recycling
Residential | Res ¦ High Efficiency Chiller (avg of water and air cooled) | 2023 | SC B | MW | After Competition Groups | 3.5837 | 0 | 0 | 227.8159 | 0.015731 | 18 | Residential_2023_SC B_MW_After Competition Groups_18 | High Efficiency Chiller (avg of water and air cooled) | 1.573% | 0 | 3.5837 | Residential_2023_SC B_MW_After Competition Groups_High Efficiency Chiller (avg of water and air cooled)
Residential | Res ¦ Energy Star Clothes Dryer | 2023 | SC B | MW | After Competition Groups | 2.9206 | 0 | 0 | 227.8159 | 0.01282 | 19 | Residential_2023_SC B_MW_After Competition Groups_19 | Energy Star Clothes Dryer | 1.282% | 0 | 2.9206 | Residential_2023_SC B_MW_After Competition Groups_Energy Star Clothes Dryer
Residential | Res ¦ Energy Star Torchiere | 2023 | SC B | MW | After Competition Groups | 2.3848 | 0 | 0 | 227.8159 | 0.010468 | 20 | Residential_2023_SC B_MW_After Competition Groups_20 | Energy Star Torchiere | 1.047% | 0 | 2.3848 | Residential_2023_SC B_MW_After Competition Groups_Energy Star Torchiere
Residential | Res ¦ LED Tube Re-Lamp | 2023 | SC B | MW | After Competition Groups | 1.863 | 0 | 0 | 227.8159 | 0.0081778 | 21 | Residential_2023_SC B_MW_After Competition Groups_21 | LED Tube Re-Lamp | 0.8178% | 0 | 1.863 | Residential_2023_SC B_MW_After Competition Groups_LED Tube Re-Lamp
Residential | Res ¦ Outside Air Economizer | 2023 | SC B | MW | After Competition Groups | 1.3646 | 0 | 0 | 227.8159 | 0.00599 | 22 | Residential_2023_SC B_MW_After Competition Groups_22 | Outside Air Economizer | 0.599% | 0 | 1.3646 | Residential_2023_SC B_MW_After Competition Groups_Outside Air Economizer
Residential | Res ¦ ENERGY STAR LED LAMPS (REFLECTOR LAMPs/MR16/PAR 16) | 2023 | SC B | MW | After Competition Groups | 1.3114 | 0 | 0 | 227.8159 | 0.0057564 | 23 | Residential_2023_SC B_MW_After Competition Groups_23 | ENERGY STAR LED LAMPS (REFLECTOR LAMPs/MR16/PAR 16) | 0.5756% | 0 | 1.3114 | Residential_2023_SC B_MW_After Competition Groups_ENERGY STAR LED LAMPS (REFLECTOR LAMPs/MR16/PAR 16)
Residential | Res ¦ Energy Star Dehumidifier | 2023 | SC B | MW | After Competition Groups | 1.1965 | 0 | 0 | 227.8159 | 0.0052521 | 24 | Residential_2023_SC B_MW_After Competition Groups_24 | Energy Star Dehumidifier | 0.5252% | 0 | 1.1965 | Residential_2023_SC B_MW_After Competition Groups_Energy Star Dehumidifier
Residential | Res ¦ Air Sealing | 2023 | SC B | MW | After Competition Groups | 1.1325 | 0 | 0 | 227.8159 | 0.0049709 | 25 | Residential_2023_SC B_MW_After Competition Groups_25 | Air Sealing | 0.4971% | 0 | 1.1325 | Residential_2023_SC B_MW_After Competition Groups_Air Sealing
Residential | Res ¦ Floor Insulation | 2023 | SC B | MW | After Competition Groups | 1.0759 | 0 | 0 | 227.8159 | 0.0047226 | 26 | Residential_2023_SC B_MW_After Competition Groups_26 | Floor Insulation | 0.4723% | 0 | 1.0759 | Residential_2023_SC B_MW_After Competition Groups_Floor Insulation
Residential | Res ¦ Energy Star Light Fixture | 2023 | SC B | MW | After Competition Groups | 1.0485 | 0 | 0 | 227.8159 | 0.0046026 | 27 | Residential_2023_SC B_MW_After Competition Groups_27 | Energy Star Light Fixture | 0.4603% | 0 | 1.0485 | Residential_2023_SC B_MW_After Competition Groups_Energy Star Light Fixture
Residential | Res ¦ Minimize Hot and Warm Clothes Wash | 2023 | SC B | MW | After Competition Groups | 1.0167 | 0 | 0 | 227.8159 | 0.0044626 | 28 | Residential_2023_SC B_MW_After Competition Groups_28 | Minimize Hot and Warm Clothes Wash | 0.4463% | 0 | 1.0167 | Residential_2023_SC B_MW_After Competition Groups_Minimize Hot and Warm Clothes Wash
Residential | Res ¦ Duct Insulation | 2023 | SC B | MW | After Competition Groups | 0.92179 | 0 | 0 | 227.8159 | 0.0040462 | 29 | Residential_2023_SC B_MW_After Competition Groups_29 | Duct Insulation | 0.4046% | 0 | 0.92179 | Residential_2023_SC B_MW_After Competition Groups_Duct Insulation
Residential | Res ¦ Demand Control Ventilation | 2023 | SC B | MW | After Competition Groups | 0.88428 | 0 | 0 | 227.8159 | 0.0038816 | 30 | Residential_2023_SC B_MW_After Competition Groups_30 | Demand Control Ventilation | 0.3882% | 0 | 0.88428 | Residential_2023_SC B_MW_After Competition Groups_Demand Control Ventilation
Residential | Res ¦ Furnace Whistle | 2023 | SC B | MW | After Competition Groups | 0.84995 | 0 | 0 | 227.8159 | 0.0037309 | 31 | Residential_2023_SC B_MW_After Competition Groups_31 | Furnace Whistle | 0.3731% | 0 | 0.84995 | Residential_2023_SC B_MW_After Competition Groups_Furnace Whistle
Residential | Res ¦ Comprehensive Draft Proofing | 2023 | SC B | MW | After Competition Groups | 0.72224 | 0 | 0 | 227.8159 | 0.0031703 | 32 | Residential_2023_SC B_MW_After Competition Groups_32 | Comprehensive Draft Proofing | 0.317% | 0 | 0.72224 | Residential_2023_SC B_MW_After Competition Groups_Comprehensive Draft Proofing
Residential | Res ¦ Variable Frequency Drive (VFD) | 2023 | SC B | MW | After Competition Groups | 0.70048 | 0 | 0 | 227.8159 | 0.0030748 | 33 | Residential_2023_SC B_MW_After Competition Groups_33 | Variable Frequency Drive (VFD) | 0.3075% | 0 | 0.70048 | Residential_2023_SC B_MW_After Competition Groups_Variable Frequency Drive (VFD)
Residential | Res ¦ CO Sensors for parking garage exhaust fans | 2023 | SC B | MW | After Competition Groups | 0.6509 | 0 | 0 | 227.8159 | 0.0028571 | 34 | Residential_2023_SC B_MW_After Competition Groups_34 | CO Sensors for parking garage exhaust fans | 0.2857% | 0 | 0.6509 | Residential_2023_SC B_MW_After Competition Groups_CO Sensors for parking garage exhaust fans
Residential | Res ¦ LED Parking Lot Fixture | 2023 | SC B | MW | After Competition Groups | 0.52295 | 0 | 0 | 227.8159 | 0.0022955 | 35 | Residential_2023_SC B_MW_After Competition Groups_35 | LED Parking Lot Fixture | 0.2296% | 0 | 0.52295 | Residential_2023_SC B_MW_After Competition Groups_LED Parking Lot Fixture
Residential | Res ¦ Energy Star Freezer | 2023 | SC B | MW | After Competition Groups | 0.4978 | 0 | 0 | 227.8159 | 0.0021851 | 36 | Residential_2023_SC B_MW_After Competition Groups_36 | Energy Star Freezer | 0.2185% | 0 | 0.4978 | Residential_2023_SC B_MW_After Competition Groups_Energy Star Freezer
Residential | Res ¦ Water Heater Temperature Setback | 2023 | SC B | MW | After Competition Groups | 0.44304 | 0 | 0 | 227.8159 | 0.0019447 | 37 | Residential_2023_SC B_MW_After Competition Groups_37 | Water Heater Temperature Setback | 0.1945% | 0 | 0.44304 | Residential_2023_SC B_MW_After Competition Groups_Water Heater Temperature Setback
Residential | Res ¦ Duct Insulation MF | 2023 | SC B | MW | After Competition Groups | 0.4149 | 0 | 0 | 227.8159 | 0.0018212 | 38 | Residential_2023_SC B_MW_After Competition Groups_38 | Duct Insulation MF | 0.1821% | 0 | 0.4149 | Residential_2023_SC B_MW_After Competition Groups_Duct Insulation MF
Residential | Res ¦ ENERGY STAR LED Lamps (General Service Lamps) | 2023 | SC B | MW | After Competition Groups | 0.32259 | 0 | 0 | 227.8159 | 0.001416 | 39 | Residential_2023_SC B_MW_After Competition Groups_39 | ENERGY STAR LED Lamps (General Service Lamps) | 0.1416% | 0 | 0.32259 | Residential_2023_SC B_MW_After Competition Groups_ENERGY STAR LED Lamps (General Service Lamps)
Residential | Res ¦ Condensing Make Up Air Unit | 2023 | SC B | MW | After Competition Groups | 0.2345 | 0 | 0 | 227.8159 | 0.0010293 | 40 | Residential_2023_SC B_MW_After Competition Groups_40 | Condensing Make Up Air Unit | 0.1029% | 0 | 0.2345 | Residential_2023_SC B_MW_After Competition Groups_Condensing Make Up Air Unit
Residential | Res ¦ Home Energy Reports | 2023 | SC B | MW | After Competition Groups | 0.22825 | 0 | 0 | 227.8159 | 0.0010019 | 41 | Residential_2023_SC B_MW_After Competition Groups_41 | Home Energy Reports | 0.1002% | 0 | 0.22825 | Residential_2023_SC B_MW_After Competition Groups_Home Energy Reports
Residential | Res ¦ LED Exterior Area Lights - LED Fixture (200W) | 2023 | SC B | MW | After Competition Groups | 0.21848 | 0 | 0 | 227.8159 | 0.000959 | 42 | Residential_2023_SC B_MW_After Competition Groups_42 | LED Exterior Area Lights - LED Fixture (200W) | 0.0959% | 0 | 0.21848 | Residential_2023_SC B_MW_After Competition Groups_LED Exterior Area Lights - LED Fixture (200W)
Residential | Res ¦ VFD on Pumps | 2023 | SC B | MW | After Competition Groups | 0.2154 | 0 | 0 | 227.8159 | 0.0009455 | 43 | Residential_2023_SC B_MW_After Competition Groups_43 | VFD on Pumps | 0.09455% | 0 | 0.2154 | Residential_2023_SC B_MW_After Competition Groups_VFD on Pumps
Residential | Res ¦ Heat Recovery Ventilator | 2023 | SC B | MW | After Competition Groups | 0.19417 | 0 | 0 | 227.8159 | 0.0008523 | 44 | Residential_2023_SC B_MW_After Competition Groups_44 | Heat Recovery Ventilator | 0.08523% | 0 | 0.19417 | Residential_2023_SC B_MW_After Competition Groups_Heat Recovery Ventilator
Residential | Res ¦ ECM MOTORS FOR HVAC APPLICATION (FAN-POWERED VAV BOX) | 2023 | SC B | MW | After Competition Groups | 0.1054 | 0 | 0 | 227.8159 | 0.00046265 | 45 | Residential_2023_SC B_MW_After Competition Groups_45 | ECM MOTORS FOR HVAC APPLICATION (FAN-POWERED VAV BOX) | 0.04626% | 0 | 0.1054 | Residential_2023_SC B_MW_After Competition Groups_ECM MOTORS FOR HVAC APPLICATION (FAN-POWERED VAV BOX)
Residential | Res ¦ Beverage Vending Machine Controls | 2023 | SC B | MW | After Competition Groups | 0.056189 | 0 | 0 | 227.8159 | 0.00024664 | 46 | Residential_2023_SC B_MW_After Competition Groups_46 | Beverage Vending Machine Controls | 0.02466% | 0 | 0.056189 | Residential_2023_SC B_MW_After Competition Groups_Beverage Vending Machine Controls
Residential | Res ¦ Chilled Water Optimization | 2023 | SC B | MW | After Competition Groups | 0.034626 | 0 | 0 | 227.8159 | 0.00015199 | 47 | Residential_2023_SC B_MW_After Competition Groups_47 | Chilled Water Optimization | 0.0152% | 0 | 0.034626 | Residential_2023_SC B_MW_After Competition Groups_Chilled Water Optimization
Residential | Res ¦ Tankless Water Heater | 2023 | SC B | MW | After Competition Groups | 0.018502 | 0 | 0 | 227.8159 | 8.1214e-05 | 48 | Residential_2023_SC B_MW_After Competition Groups_48 | Tankless Water Heater | 0.008121% | 0 | 0.018502 | Residential_2023_SC B_MW_After Competition Groups_Tankless Water Heater
Residential | Res ¦ Wall Insulation | 2023 | SC B | MW | After Competition Groups | 0.015464 | 0 | 0 | 227.8159 | 6.7881e-05 | 49 | Residential_2023_SC B_MW_After Competition Groups_49 | Wall Insulation | 0.006788% | 0 | 0.015464 | Residential_2023_SC B_MW_After Competition Groups_Wall Insulation
Residential | Res ¦ LED High Bay Fixture | 2023 | SC B | MW | After Competition Groups | 0.0094093 | 0 | 0 | 227.8159 | 4.1302e-05 | 50 | Residential_2023_SC B_MW_After Competition Groups_50 | LED High Bay Fixture | 0.00413% | 0 | 0.0094093 | Residential_2023_SC B_MW_After Competition Groups_LED High Bay Fixture
Residential | Res ¦ Wall Insulation MF | 2023 | SC B | MW | After Competition Groups | 0.00093786 | 0 | 0 | 227.8159 | 4.1168e-06 | 51 | Residential_2023_SC B_MW_After Competition Groups_51 | Wall Insulation MF | 0.0004117% | 0 | 0.00093786 | Residential_2023_SC B_MW_After Competition Groups_Wall Insulation MF
Residential | Res ¦ LED Downlight | 2023 | SC B | MW | After Competition Groups | 0 | 0 | 0 | 227.8159 | 0 | 52 | Residential_2023_SC B_MW_After Competition Groups_52 | LED Downlight | 0% | 0 | 0 | Residential_2023_SC B_MW_After Competition Groups_LED Downlight
Residential | Res ¦ Smart Burners | 2023 | SC B | MW | After Competition Groups | 0 | 0 | 0 | 227.8159 | 0 | 53 | Residential_2023_SC B_MW_After Competition Groups_53 | Smart Burners | 0% | 0 | 0 | Residential_2023_SC B_MW_After Competition Groups_Smart Burners
Residential | Res ¦ Smart Power Bar | 2023 | SC B | MW | After Competition Groups | 0 | 0 | 0 | 227.8159 | 0 | 54 | Residential_2023_SC B_MW_After Competition Groups_54 | Smart Power Bar | 0% | 0 | 0 | Residential_2023_SC B_MW_After Competition Groups_Smart Power Bar
Residential | Res ¦ Energy Star LED Specialty Bulbs | 2023 | SC C | MW | After Competition Groups | 21.4371 | 0 | 0 | 150.2926 | 0.14264 | 1 | Residential_2023_SC C_MW_After Competition Groups_1 | Energy Star LED Specialty Bulbs | 14.26% | 0 | 21.4371 | Residential_2023_SC C_MW_After Competition Groups_Energy Star LED Specialty Bulbs
Residential | Res ¦ Energy Star Clothes Washer | 2023 | SC C | MW | After Competition Groups | 21.1278 | 0 | 0 | 150.2926 | 0.14058 | 2 | Residential_2023_SC C_MW_After Competition Groups_2 | Energy Star Clothes Washer | 14.06% | 0 | 21.1278 | Residential_2023_SC C_MW_After Competition Groups_Energy Star Clothes Washer
Residential | Res ¦ Ductless Mini-Split Heat Pump | 2023 | SC C | MW | After Competition Groups | 20.5774 | 0 | 0 | 150.2926 | 0.13692 | 3 | Residential_2023_SC C_MW_After Competition Groups_3 | Ductless Mini-Split Heat Pump | 13.69% | 0 | 20.5774 | Residential_2023_SC C_MW_After Competition Groups_Ductless Mini-Split Heat Pump
Residential | Res ¦ Adaptive Thermostat | 2023 | SC C | MW | After Competition Groups | 14.2731 | 0 | 0 | 150.2926 | 0.094969 | 4 | Residential_2023_SC C_MW_After Competition Groups_4 | Adaptive Thermostat | 9.497% | 0 | 14.2731 | Residential_2023_SC C_MW_After Competition Groups_Adaptive Thermostat
Residential | Res ¦ Building Recommissioning, Operations and Maintenance (O&M) Improvements | 2023 | SC C | MW | After Competition Groups | 12.9826 | 0 | 0 | 150.2926 | 0.086382 | 5 | Residential_2023_SC C_MW_After Competition Groups_5 | Building Recommissioning, Operations and Maintenance (O&M) Improvements | 8.638% | 0 | 12.9826 | Residential_2023_SC C_MW_After Competition Groups_Building Recommissioning, Operations and Maintenance (O&M) Improvements
Residential | Res ¦ Variable Speed Pool Pump Motor | 2023 | SC C | MW | After Competition Groups | 9.2733 | 0 | 0 | 150.2926 | 0.061702 | 6 | Residential_2023_SC C_MW_After Competition Groups_6 | Variable Speed Pool Pump Motor | 6.17% | 0 | 9.2733 | Residential_2023_SC C_MW_After Competition Groups_Variable Speed Pool Pump Motor
Residential | Res ¦ Energy Star A Line, PAR, MR Lamps | 2023 | SC C | MW | After Competition Groups | 6.4071 | 0 | 0 | 150.2926 | 0.042631 | 7 | Residential_2023_SC C_MW_After Competition Groups_7 | Energy Star A Line, PAR, MR Lamps | 4.263% | 0 | 6.4071 | Residential_2023_SC C_MW_After Competition Groups_Energy Star A Line, PAR, MR Lamps
Residential | Res ¦ Energy Star Room Air Conditioner | 2023 | SC C | MW | After Competition Groups | 5.3821 | 0 | 0 | 150.2926 | 0.035811 | 8 | Residential_2023_SC C_MW_After Competition Groups_8 | Energy Star Room Air Conditioner | 3.581% | 0 | 5.3821 | Residential_2023_SC C_MW_After Competition Groups_Energy Star Room Air Conditioner
Residential | Res ¦ Basement Wall Insulation | 2023 | SC C | MW | After Competition Groups | 5.3249 | 0 | 0 | 150.2926 | 0.035431 | 9 | Residential_2023_SC C_MW_After Competition Groups_9 | Basement Wall Insulation | 3.543% | 0 | 5.3249 | Residential_2023_SC C_MW_After Competition Groups_Basement Wall Insulation
Residential | Res ¦ Attic Insulation | 2023 | SC C | MW | After Competition Groups | 4.0226 | 0 | 0 | 150.2926 | 0.026765 | 10 | Residential_2023_SC C_MW_After Competition Groups_10 | Attic Insulation | 2.676% | 0 | 4.0226 | Residential_2023_SC C_MW_After Competition Groups_Attic Insulation
Residential | Res ¦ High Efficiency Chiller (avg of water and air cooled) | 2023 | SC C | MW | After Competition Groups | 3.4873 | 0 | 0 | 150.2926 | 0.023203 | 11 | Residential_2023_SC C_MW_After Competition Groups_11 | High Efficiency Chiller (avg of water and air cooled) | 2.32% | 0 | 3.4873 | Residential_2023_SC C_MW_After Competition Groups_High Efficiency Chiller (avg of water and air cooled)
Residential | Res ¦ Energy Star Air Source Heat Pump | 2023 | SC C | MW | After Competition Groups | 3.4366 | 0 | 0 | 150.2926 | 0.022866 | 12 | Residential_2023_SC C_MW_After Competition Groups_12 | Energy Star Air Source Heat Pump | 2.287% | 0 | 3.4366 | Residential_2023_SC C_MW_After Competition Groups_Energy Star Air Source Heat Pump
Residential | Res ¦ Energy Star Clothes Dryer | 2023 | SC C | MW | After Competition Groups | 2.9214 | 0 | 0 | 150.2926 | 0.019438 | 13 | Residential_2023_SC C_MW_After Competition Groups_13 | Energy Star Clothes Dryer | 1.944% | 0 | 2.9214 | Residential_2023_SC C_MW_After Competition Groups_Energy Star Clothes Dryer
Residential | Res ¦ Advanced BAS/Controllers | 2023 | SC C | MW | After Competition Groups | 1.9002 | 0 | 0 | 150.2926 | 0.012643 | 14 | Residential_2023_SC C_MW_After Competition Groups_14 | Advanced BAS/Controllers | 1.264% | 0 | 1.9002 | Residential_2023_SC C_MW_After Competition Groups_Advanced BAS/Controllers
Residential | Res ¦ LED Tube Re-Lamp | 2023 | SC C | MW | After Competition Groups | 1.863 | 0 | 0 | 150.2926 | 0.012396 | 15 | Residential_2023_SC C_MW_After Competition Groups_15 | LED Tube Re-Lamp | 1.24% | 0 | 1.863 | Residential_2023_SC C_MW_After Competition Groups_LED Tube Re-Lamp
Residential | Res ¦ Occupancy Sensors MF | 2023 | SC C | MW | After Competition Groups | 1.8602 | 0 | 0 | 150.2926 | 0.012377 | 16 | Residential_2023_SC C_MW_After Competition Groups_16 | Occupancy Sensors MF | 1.238% | 0 | 1.8602 | Residential_2023_SC C_MW_After Competition Groups_Occupancy Sensors MF
Residential | Res ¦ Energy Star Torchiere | 2023 | SC C | MW | After Competition Groups | 1.6695 | 0 | 0 | 150.2926 | 0.011108 | 17 | Residential_2023_SC C_MW_After Competition Groups_17 | Energy Star Torchiere | 1.111% | 0 | 1.6695 | Residential_2023_SC C_MW_After Competition Groups_Energy Star Torchiere
Residential | Res ¦ Refrigerator Recycling | 2023 | SC C | MW | After Competition Groups | 1.4901 | 0 | 0 | 150.2926 | 0.0099148 | 18 | Residential_2023_SC C_MW_After Competition Groups_18 | Refrigerator Recycling | 0.9915% | 0 | 1.4901 | Residential_2023_SC C_MW_After Competition Groups_Refrigerator Recycling
Residential | Res ¦ ENERGY STAR LED LAMPS (REFLECTOR LAMPs/MR16/PAR 16) | 2023 | SC C | MW | After Competition Groups | 1.3114 | 0 | 0 | 150.2926 | 0.0087256 | 19 | Residential_2023_SC C_MW_After Competition Groups_19 | ENERGY STAR LED LAMPS (REFLECTOR LAMPs/MR16/PAR 16) | 0.8726% | 0 | 1.3114 | Residential_2023_SC C_MW_After Competition Groups_ENERGY STAR LED LAMPS (REFLECTOR LAMPs/MR16/PAR 16)
Residential | Res ¦ Air Sealing | 2023 | SC C | MW | After Competition Groups | 1.0438 | 0 | 0 | 150.2926 | 0.0069449 | 20 | Residential_2023_SC C_MW_After Competition Groups_20 | Air Sealing | 0.6945% | 0 | 1.0438 | Residential_2023_SC C_MW_After Competition Groups_Air Sealing
Residential | Res ¦ Minimize Hot and Warm Clothes Wash | 2023 | SC C | MW | After Competition Groups | 1.0167 | 0 | 0 | 150.2926 | 0.0067645 | 21 | Residential_2023_SC C_MW_After Competition Groups_21 | Minimize Hot and Warm Clothes Wash | 0.6765% | 0 | 1.0167 | Residential_2023_SC C_MW_After Competition Groups_Minimize Hot and Warm Clothes Wash
Residential | Res ¦ Energy Star Light Fixture | 2023 | SC C | MW | After Competition Groups | 0.96306 | 0 | 0 | 150.2926 | 0.0064079 | 22 | Residential_2023_SC C_MW_After Competition Groups_22 | Energy Star Light Fixture | 0.6408% | 0 | 0.96306 | Residential_2023_SC C_MW_After Competition Groups_Energy Star Light Fixture
Residential | Res ¦ Floor Insulation | 2023 | SC C | MW | After Competition Groups | 0.84607 | 0 | 0 | 150.2926 | 0.0056295 | 23 | Residential_2023_SC C_MW_After Competition Groups_23 | Floor Insulation | 0.5629% | 0 | 0.84607 | Residential_2023_SC C_MW_After Competition Groups_Floor Insulation
Residential | Res ¦ Outside Air Economizer | 2023 | SC C | MW | After Competition Groups | 0.77813 | 0 | 0 | 150.2926 | 0.0051775 | 24 | Residential_2023_SC C_MW_After Competition Groups_24 | Outside Air Economizer | 0.5177% | 0 | 0.77813 | Residential_2023_SC C_MW_After Competition Groups_Outside Air Economizer
Residential | Res ¦ LED Parking Lot Fixture | 2023 | SC C | MW | After Competition Groups | 0.46604 | 0 | 0 | 150.2926 | 0.0031009 | 25 | Residential_2023_SC C_MW_After Competition Groups_25 | LED Parking Lot Fixture | 0.3101% | 0 | 0.46604 | Residential_2023_SC C_MW_After Competition Groups_LED Parking Lot Fixture
Residential | Res ¦ Energy Star Dehumidifier | 2023 | SC C | MW | After Competition Groups | 0.4447 | 0 | 0 | 150.2926 | 0.0029589 | 26 | Residential_2023_SC C_MW_After Competition Groups_26 | Energy Star Dehumidifier | 0.2959% | 0 | 0.4447 | Residential_2023_SC C_MW_After Competition Groups_Energy Star Dehumidifier
Residential | Res ¦ Duct Insulation MF | 2023 | SC C | MW | After Competition Groups | 0.38202 | 0 | 0 | 150.2926 | 0.0025419 | 27 | Residential_2023_SC C_MW_After Competition Groups_27 | Duct Insulation MF | 0.2542% | 0 | 0.38202 | Residential_2023_SC C_MW_After Competition Groups_Duct Insulation MF
Residential | Res ¦ Energy Star Freezer | 2023 | SC C | MW | After Competition Groups | 0.37657 | 0 | 0 | 150.2926 | 0.0025056 | 28 | Residential_2023_SC C_MW_After Competition Groups_28 | Energy Star Freezer | 0.2506% | 0 | 0.37657 | Residential_2023_SC C_MW_After Competition Groups_Energy Star Freezer
Residential | Res ¦ Demand Control Ventilation | 2023 | SC C | MW | After Competition Groups | 0.33395 | 0 | 0 | 150.2926 | 0.002222 | 29 | Residential_2023_SC C_MW_After Competition Groups_29 | Demand Control Ventilation | 0.2222% | 0 | 0.33395 | Residential_2023_SC C_MW_After Competition Groups_Demand Control Ventilation
Residential | Res ¦ ENERGY STAR LED Lamps (General Service Lamps) | 2023 | SC C | MW | After Competition Groups | 0.32259 | 0 | 0 | 150.2926 | 0.0021464 | 30 | Residential_2023_SC C_MW_After Competition Groups_30 | ENERGY STAR LED Lamps (General Service Lamps) | 0.2146% | 0 | 0.32259 | Residential_2023_SC C_MW_After Competition Groups_ENERGY STAR LED Lamps (General Service Lamps)
Residential | Res ¦ Furnace Whistle | 2023 | SC C | MW | After Competition Groups | 0.32091 | 0 | 0 | 150.2926 | 0.0021352 | 31 | Residential_2023_SC C_MW_After Competition Groups_31 | Furnace Whistle | 0.2135% | 0 | 0.32091 | Residential_2023_SC C_MW_After Competition Groups_Furnace Whistle
Residential | Res ¦ Duct Insulation | 2023 | SC C | MW | After Competition Groups | 0.29309 | 0 | 0 | 150.2926 | 0.0019501 | 32 | Residential_2023_SC C_MW_After Competition Groups_32 | Duct Insulation | 0.195% | 0 | 0.29309 | Residential_2023_SC C_MW_After Competition Groups_Duct Insulation
Residential | Res ¦ Comprehensive Draft Proofing | 2023 | SC C | MW | After Competition Groups | 0.27269 | 0 | 0 | 150.2926 | 0.0018144 | 33 | Residential_2023_SC C_MW_After Competition Groups_33 | Comprehensive Draft Proofing | 0.1814% | 0 | 0.27269 | Residential_2023_SC C_MW_After Competition Groups_Comprehensive Draft Proofing
Residential | Res ¦ CO Sensors for parking garage exhaust fans | 2023 | SC C | MW | After Competition Groups | 0.26922 | 0 | 0 | 150.2926 | 0.0017913 | 34 | Residential_2023_SC C_MW_After Competition Groups_34 | CO Sensors for parking garage exhaust fans | 0.1791% | 0 | 0.26922 | Residential_2023_SC C_MW_After Competition Groups_CO Sensors for parking garage exhaust fans
Residential | Res ¦ Variable Frequency Drive (VFD) | 2023 | SC C | MW | After Competition Groups | 0.26449 | 0 | 0 | 150.2926 | 0.0017598 | 35 | Residential_2023_SC C_MW_After Competition Groups_35 | Variable Frequency Drive (VFD) | 0.176% | 0 | 0.26449 | Residential_2023_SC C_MW_After Competition Groups_Variable Frequency Drive (VFD)
Residential | Res ¦ Home Energy Reports | 2023 | SC C | MW | After Competition Groups | 0.22825 | 0 | 0 | 150.2926 | 0.0015187 | 36 | Residential_2023_SC C_MW_After Competition Groups_36 | Home Energy Reports | 0.1519% | 0 | 0.22825 | Residential_2023_SC C_MW_After Competition Groups_Home Energy Reports
Residential | Res ¦ LED Exterior Area Lights - LED Fixture (200W) | 2023 | SC C | MW | After Competition Groups | 0.21848 | 0 | 0 | 150.2926 | 0.0014537 | 37 | Residential_2023_SC C_MW_After Competition Groups_37 | LED Exterior Area Lights - LED Fixture (200W) | 0.1454% | 0 | 0.21848 | Residential_2023_SC C_MW_After Competition Groups_LED Exterior Area Lights - LED Fixture (200W)
Residential | Res ¦ Condensing Make Up Air Unit | 2023 | SC C | MW | After Competition Groups | 0.17754 | 0 | 0 | 150.2926 | 0.0011813 | 38 | Residential_2023_SC C_MW_After Competition Groups_38 | Condensing Make Up Air Unit | 0.1181% | 0 | 0.17754 | Residential_2023_SC C_MW_After Competition Groups_Condensing Make Up Air Unit
Residential | Res ¦ Water Heater Temperature Setback | 2023 | SC C | MW | After Competition Groups | 0.16728 | 0 | 0 | 150.2926 | 0.001113 | 39 | Residential_2023_SC C_MW_After Competition Groups_39 | Water Heater Temperature Setback | 0.1113% | 0 | 0.16728 | Residential_2023_SC C_MW_After Competition Groups_Water Heater Temperature Setback
Residential | Res ¦ Clothes Drying Racks | 2023 | SC C | MW | After Competition Groups | 0.12045 | 0 | 0 | 150.2926 | 0.00080143 | 40 | Residential_2023_SC C_MW_After Competition Groups_40 | Clothes Drying Racks | 0.08014% | 0 | 0.12045 | Residential_2023_SC C_MW_After Competition Groups_Clothes Drying Racks
Residential | Res ¦ VFD on Pumps | 2023 | SC C | MW | After Competition Groups | 0.081334 | 0 | 0 | 150.2926 | 0.00054117 | 41 | Residential_2023_SC C_MW_After Competition Groups_41 | VFD on Pumps | 0.05412% | 0 | 0.081334 | Residential_2023_SC C_MW_After Competition Groups_VFD on Pumps
Residential | Res ¦ Heat Recovery Ventilator | 2023 | SC C | MW | After Competition Groups | 0.044714 | 0 | 0 | 150.2926 | 0.00029751 | 42 | Residential_2023_SC C_MW_After Competition Groups_42 | Heat Recovery Ventilator | 0.02975% | 0 | 0.044714 | Residential_2023_SC C_MW_After Competition Groups_Heat Recovery Ventilator
Residential | Res ¦ ECM MOTORS FOR HVAC APPLICATION (FAN-POWERED VAV BOX) | 2023 | SC C | MW | After Competition Groups | 0.041909 | 0 | 0 | 150.2926 | 0.00027885 | 43 | Residential_2023_SC C_MW_After Competition Groups_43 | ECM MOTORS FOR HVAC APPLICATION (FAN-POWERED VAV BOX) | 0.02789% | 0 | 0.041909 | Residential_2023_SC C_MW_After Competition Groups_ECM MOTORS FOR HVAC APPLICATION (FAN-POWERED VAV BOX)
Residential | Res ¦ Chilled Water Optimization | 2023 | SC C | MW | After Competition Groups | 0.02655 | 0 | 0 | 150.2926 | 0.00017666 | 44 | Residential_2023_SC C_MW_After Competition Groups_44 | Chilled Water Optimization | 0.01767% | 0 | 0.02655 | Residential_2023_SC C_MW_After Competition Groups_Chilled Water Optimization
Residential | Res ¦ Beverage Vending Machine Controls | 2023 | SC C | MW | After Competition Groups | 0.022082 | 0 | 0 | 150.2926 | 0.00014693 | 45 | Residential_2023_SC C_MW_After Competition Groups_45 | Beverage Vending Machine Controls | 0.01469% | 0 | 0.022082 | Residential_2023_SC C_MW_After Competition Groups_Beverage Vending Machine Controls
Residential | Res ¦ Tankless Water Heater | 2023 | SC C | MW | After Competition Groups | 0.010648 | 0 | 0 | 150.2926 | 7.0848e-05 | 46 | Residential_2023_SC C_MW_After Competition Groups_46 | Tankless Water Heater | 0.007085% | 0 | 0.010648 | Residential_2023_SC C_MW_After Competition Groups_Tankless Water Heater
Residential | Res ¦ LED High Bay Fixture | 2023 | SC C | MW | After Competition Groups | 0.0094093 | 0 | 0 | 150.2926 | 6.2606e-05 | 47 | Residential_2023_SC C_MW_After Competition Groups_47 | LED High Bay Fixture | 0.006261% | 0 | 0.0094093 | Residential_2023_SC C_MW_After Competition Groups_LED High Bay Fixture
Residential | Res ¦ Wall Insulation | 2023 | SC C | MW | After Competition Groups | 0.0012717 | 0 | 0 | 150.2926 | 8.4613e-06 | 48 | Residential_2023_SC C_MW_After Competition Groups_48 | Wall Insulation | 0.0008461% | 0 | 0.0012717 | Residential_2023_SC C_MW_After Competition Groups_Wall Insulation
Residential | Res ¦ Wall Insulation MF | 2023 | SC C | MW | After Competition Groups | 0.00093792 | 0 | 0 | 150.2926 | 6.2406e-06 | 49 | Residential_2023_SC C_MW_After Competition Groups_49 | Wall Insulation MF | 0.0006241% | 0 | 0.00093792 | Residential_2023_SC C_MW_After Competition Groups_Wall Insulation MF
Residential | Res ¦ Freezer Recycling | 2023 | SC C | MW | After Competition Groups | 0.00011014 | 0 | 0 | 150.2926 | 7.3283e-07 | 50 | Residential_2023_SC C_MW_After Competition Groups_50 | Freezer Recycling | 7.328e-05% | 0 | 0.00011014 | Residential_2023_SC C_MW_After Competition Groups_Freezer Recycling
Residential | Res ¦ Energy Star LED Bulbs General Purpose LEDs | 2023 | SC C | MW | After Competition Groups | 1.0259e-08 | 0 | 0 | 150.2926 | 6.826e-11 | 51 | Residential_2023_SC C_MW_After Competition Groups_51 | Energy Star LED Bulbs General Purpose LEDs | 6.826e-09% | 0 | 1.0259e-08 | Residential_2023_SC C_MW_After Competition Groups_Energy Star LED Bulbs General Purpose LEDs
Residential | Res ¦ LED Downlight | 2023 | SC C | MW | After Competition Groups | 0 | 0 | 0 | 150.2926 | 0 | 52 | Residential_2023_SC C_MW_After Competition Groups_52 | LED Downlight | 0% | 0 | 0 | Residential_2023_SC C_MW_After Competition Groups_LED Downlight
Residential | Res ¦ Smart Burners | 2023 | SC C | MW | After Competition Groups | 0 | 0 | 0 | 150.2926 | 0 | 53 | Residential_2023_SC C_MW_After Competition Groups_53 | Smart Burners | 0% | 0 | 0 | Residential_2023_SC C_MW_After Competition Groups_Smart Burners
Residential | Res ¦ Smart Power Bar | 2023 | SC C | MW | After Competition Groups | 0 | 0 | 0 | 150.2926 | 0 | 54 | Residential_2023_SC C_MW_After Competition Groups_54 | Smart Power Bar | 0% | 0 | 0 | Residential_2023_SC C_MW_After Competition Groups_Smart Power Bar
Residential | Res ¦ Ductless Mini-Split Heat Pump | 2023 | SC D | MW | After Competition Groups | 20.5775 | 2600078.5654 | 2.6001 | 126.202 | 0.16305 | 1 | Residential_2023_SC D_MW_After Competition Groups_1 | Ductless Mini-Split Heat Pump | 16.31% | 2.6001 | 20.5775 | Residential_2023_SC D_MW_After Competition Groups_Ductless Mini-Split Heat Pump
Residential | Res ¦ Building Recommissioning, Operations and Maintenance (O&M) Improvements | 2023 | SC D | MW | After Competition Groups | 12.9826 | 558743.737 | 0.55874 | 126.202 | 0.10287 | 2 | Residential_2023_SC D_MW_After Competition Groups_2 | Building Recommissioning, Operations and Maintenance (O&M) Improvements | 10.29% | 0.55874 | 12.9826 | Residential_2023_SC D_MW_After Competition Groups_Building Recommissioning, Operations and Maintenance (O&M) Improvements
Residential | Res ¦ Energy Star Clothes Washer | 2023 | SC D | MW | After Competition Groups | 12.82 | 3153692.9024 | 3.1537 | 126.202 | 0.10158 | 3 | Residential_2023_SC D_MW_After Competition Groups_3 | Energy Star Clothes Washer | 10.16% | 3.1537 | 12.82 | Residential_2023_SC D_MW_After Competition Groups_Energy Star Clothes Washer
Residential | Res ¦ Energy Star LED Specialty Bulbs | 2023 | SC D | MW | After Competition Groups | 11.8153 | 934817.8175 | 0.93482 | 126.202 | 0.093622 | 4 | Residential_2023_SC D_MW_After Competition Groups_4 | Energy Star LED Specialty Bulbs | 9.362% | 0.93482 | 11.8153 | Residential_2023_SC D_MW_After Competition Groups_Energy Star LED Specialty Bulbs
Residential | Res ¦ Energy Star LED Bulbs General Purpose LEDs | 2023 | SC D | MW | After Competition Groups | 10.3531 | 1.2619e-05 | 1.2619e-11 | 126.202 | 0.082036 | 5 | Residential_2023_SC D_MW_After Competition Groups_5 | Energy Star LED Bulbs General Purpose LEDs | 8.204% | 1.2619e-11 | 10.3531 | Residential_2023_SC D_MW_After Competition Groups_Energy Star LED Bulbs General Purpose LEDs
Residential | Res ¦ Adaptive Thermostat | 2023 | SC D | MW | After Competition Groups | 8.5429 | 2443236.8487 | 2.4432 | 126.202 | 0.067692 | 6 | Residential_2023_SC D_MW_After Competition Groups_6 | Adaptive Thermostat | 6.769% | 2.4432 | 8.5429 | Residential_2023_SC D_MW_After Competition Groups_Adaptive Thermostat
Residential | Res ¦ Energy Star A Line, PAR, MR Lamps | 2023 | SC D | MW | After Competition Groups | 6.4428 | 325174.4409 | 0.32517 | 126.202 | 0.051052 | 7 | Residential_2023_SC D_MW_After Competition Groups_7 | Energy Star A Line, PAR, MR Lamps | 5.105% | 0.32517 | 6.4428 | Residential_2023_SC D_MW_After Competition Groups_Energy Star A Line, PAR, MR Lamps
Residential | Res ¦ Variable Speed Pool Pump Motor | 2023 | SC D | MW | After Competition Groups | 6.0693 | 1451040.17 | 1.451 | 126.202 | 0.048092 | 8 | Residential_2023_SC D_MW_After Competition Groups_8 | Variable Speed Pool Pump Motor | 4.809% | 1.451 | 6.0693 | Residential_2023_SC D_MW_After Competition Groups_Variable Speed Pool Pump Motor
Residential | Res ¦ Energy Star Room Air Conditioner | 2023 | SC D | MW | After Competition Groups | 5.3684 | 1069991.7557 | 1.07 | 126.202 | 0.042538 | 9 | Residential_2023_SC D_MW_After Competition Groups_9 | Energy Star Room Air Conditioner | 4.254% | 1.07 | 5.3684 | Residential_2023_SC D_MW_After Competition Groups_Energy Star Room Air Conditioner
Residential | Res ¦ Basement Wall Insulation | 2023 | SC D | MW | After Competition Groups | 5.1357 | 1279534.6666 | 1.2795 | 126.202 | 0.040694 | 10 | Residential_2023_SC D_MW_After Competition Groups_10 | Basement Wall Insulation | 4.069% | 1.2795 | 5.1357 | Residential_2023_SC D_MW_After Competition Groups_Basement Wall Insulation
Residential | Res ¦ High Efficiency Chiller (avg of water and air cooled) | 2023 | SC D | MW | After Competition Groups | 3.4873 | 173711.8241 | 0.17371 | 126.202 | 0.027633 | 11 | Residential_2023_SC D_MW_After Competition Groups_11 | High Efficiency Chiller (avg of water and air cooled) | 2.763% | 0.17371 | 3.4873 | Residential_2023_SC D_MW_After Competition Groups_High Efficiency Chiller (avg of water and air cooled)
Residential | Res ¦ Energy Star Air Source Heat Pump | 2023 | SC D | MW | After Competition Groups | 3.4366 | 854970.6289 | 0.85497 | 126.202 | 0.027231 | 12 | Residential_2023_SC D_MW_After Competition Groups_12 | Energy Star Air Source Heat Pump | 2.723% | 0.85497 | 3.4366 | Residential_2023_SC D_MW_After Competition Groups_Energy Star Air Source Heat Pump
Residential | Res ¦ Attic Insulation | 2023 | SC D | MW | After Competition Groups | 2.3146 | 943707.0731 | 0.94371 | 126.202 | 0.01834 | 13 | Residential_2023_SC D_MW_After Competition Groups_13 | Attic Insulation | 1.834% | 0.94371 | 2.3146 | Residential_2023_SC D_MW_After Competition Groups_Attic Insulation
Residential | Res ¦ Advanced BAS/Controllers | 2023 | SC D | MW | After Competition Groups | 1.9002 | 580608.1254 | 0.58061 | 126.202 | 0.015056 | 14 | Residential_2023_SC D_MW_After Competition Groups_14 | Advanced BAS/Controllers | 1.506% | 0.58061 | 1.9002 | Residential_2023_SC D_MW_After Competition Groups_Advanced BAS/Controllers
Residential | Res ¦ Occupancy Sensors MF | 2023 | SC D | MW | After Competition Groups | 1.8602 | 14606.5872 | 0.014607 | 126.202 | 0.01474 | 15 | Residential_2023_SC D_MW_After Competition Groups_15 | Occupancy Sensors MF | 1.474% | 0.014607 | 1.8602 | Residential_2023_SC D_MW_After Competition Groups_Occupancy Sensors MF
Residential | Res ¦ LED Tube Re-Lamp | 2023 | SC D | MW | After Competition Groups | 1.85 | 348758.4457 | 0.34876 | 126.202 | 0.014659 | 16 | Residential_2023_SC D_MW_After Competition Groups_16 | LED Tube Re-Lamp | 1.466% | 0.34876 | 1.85 | Residential_2023_SC D_MW_After Competition Groups_LED Tube Re-Lamp
Residential | Res ¦ Energy Star Torchiere | 2023 | SC D | MW | After Competition Groups | 1.4691 | 320706.6375 | 0.32071 | 126.202 | 0.011641 | 17 | Residential_2023_SC D_MW_After Competition Groups_17 | Energy Star Torchiere | 1.164% | 0.32071 | 1.4691 | Residential_2023_SC D_MW_After Competition Groups_Energy Star Torchiere
Residential | Res ¦ Energy Star Clothes Dryer | 2023 | SC D | MW | After Competition Groups | 1.379 | 690109.723 | 0.69011 | 126.202 | 0.010927 | 18 | Residential_2023_SC D_MW_After Competition Groups_18 | Energy Star Clothes Dryer | 1.093% | 0.69011 | 1.379 | Residential_2023_SC D_MW_After Competition Groups_Energy Star Clothes Dryer
Residential | Res ¦ ENERGY STAR LED LAMPS (REFLECTOR LAMPs/MR16/PAR 16) | 2023 | SC D | MW | After Competition Groups | 1.3114 | 123542.1426 | 0.12354 | 126.202 | 0.010391 | 19 | Residential_2023_SC D_MW_After Competition Groups_19 | ENERGY STAR LED LAMPS (REFLECTOR LAMPs/MR16/PAR 16) | 1.039% | 0.12354 | 1.3114 | Residential_2023_SC D_MW_After Competition Groups_ENERGY STAR LED LAMPS (REFLECTOR LAMPs/MR16/PAR 16)
Residential | Res ¦ Minimize Hot and Warm Clothes Wash | 2023 | SC D | MW | After Competition Groups | 1.0167 | 0 | 0 | 126.202 | 0.0080558 | 20 | Residential_2023_SC D_MW_After Competition Groups_20 | Minimize Hot and Warm Clothes Wash | 0.8056% | 0 | 1.0167 | Residential_2023_SC D_MW_After Competition Groups_Minimize Hot and Warm Clothes Wash
Residential | Res ¦ Refrigerator Recycling | 2023 | SC D | MW | After Competition Groups | 0.90195 | 272598.8939 | 0.2726 | 126.202 | 0.0071469 | 21 | Residential_2023_SC D_MW_After Competition Groups_21 | Refrigerator Recycling | 0.7147% | 0.2726 | 0.90195 | Residential_2023_SC D_MW_After Competition Groups_Refrigerator Recycling
Residential | Res ¦ Outside Air Economizer | 2023 | SC D | MW | After Competition Groups | 0.77813 | 169656.9702 | 0.16966 | 126.202 | 0.0061658 | 22 | Residential_2023_SC D_MW_After Competition Groups_22 | Outside Air Economizer | 0.6166% | 0.16966 | 0.77813 | Residential_2023_SC D_MW_After Competition Groups_Outside Air Economizer
Residential | Res ¦ Energy Star Light Fixture | 2023 | SC D | MW | After Competition Groups | 0.58316 | 135613.9188 | 0.13561 | 126.202 | 0.0046208 | 23 | Residential_2023_SC D_MW_After Competition Groups_23 | Energy Star Light Fixture | 0.4621% | 0.13561 | 0.58316 | Residential_2023_SC D_MW_After Competition Groups_Energy Star Light Fixture
Residential | Res ¦ LED Parking Lot Fixture | 2023 | SC D | MW | After Competition Groups | 0.46604 | 0 | 0 | 126.202 | 0.0036928 | 24 | Residential_2023_SC D_MW_After Competition Groups_24 | LED Parking Lot Fixture | 0.3693% | 0 | 0.46604 | Residential_2023_SC D_MW_After Competition Groups_LED Parking Lot Fixture
Residential | Res ¦ Air Sealing | 2023 | SC D | MW | After Competition Groups | 0.43725 | 0 | 0 | 126.202 | 0.0034647 | 25 | Residential_2023_SC D_MW_After Competition Groups_25 | Air Sealing | 0.3465% | 0 | 0.43725 | Residential_2023_SC D_MW_After Competition Groups_Air Sealing
Residential | Res ¦ ENERGY STAR LED Lamps (General Service Lamps) | 2023 | SC D | MW | After Competition Groups | 0.32259 | 30353.1833 | 0.030353 | 126.202 | 0.0025561 | 26 | Residential_2023_SC D_MW_After Competition Groups_26 | ENERGY STAR LED Lamps (General Service Lamps) | 0.2556% | 0.030353 | 0.32259 | Residential_2023_SC D_MW_After Competition Groups_ENERGY STAR LED Lamps (General Service Lamps)
Residential | Res ¦ Furnace Whistle | 2023 | SC D | MW | After Competition Groups | 0.32091 | 23215.9495 | 0.023216 | 126.202 | 0.0025428 | 27 | Residential_2023_SC D_MW_After Competition Groups_27 | Furnace Whistle | 0.2543% | 0.023216 | 0.32091 | Residential_2023_SC D_MW_After Competition Groups_Furnace Whistle
Residential | Res ¦ Comprehensive Draft Proofing | 2023 | SC D | MW | After Competition Groups | 0.24434 | 0 | 0 | 126.202 | 0.0019361 | 28 | Residential_2023_SC D_MW_After Competition Groups_28 | Comprehensive Draft Proofing | 0.1936% | 0 | 0.24434 | Residential_2023_SC D_MW_After Competition Groups_Comprehensive Draft Proofing
Residential | Res ¦ Home Energy Reports | 2023 | SC D | MW | After Competition Groups | 0.22825 | 312620.4099 | 0.31262 | 126.202 | 0.0018086 | 29 | Residential_2023_SC D_MW_After Competition Groups_29 | Home Energy Reports | 0.1809% | 0.31262 | 0.22825 | Residential_2023_SC D_MW_After Competition Groups_Home Energy Reports
Residential | Res ¦ Variable Frequency Drive (VFD) | 2023 | SC D | MW | After Competition Groups | 0.1985 | 63520.2248 | 0.06352 | 126.202 | 0.0015729 | 30 | Residential_2023_SC D_MW_After Competition Groups_30 | Variable Frequency Drive (VFD) | 0.1573% | 0.06352 | 0.1985 | Residential_2023_SC D_MW_After Competition Groups_Variable Frequency Drive (VFD)
Residential | Res ¦ LED Exterior Area Lights - LED Fixture (200W) | 2023 | SC D | MW | After Competition Groups | 0.19176 | 0 | 0 | 126.202 | 0.0015195 | 31 | Residential_2023_SC D_MW_After Competition Groups_31 | LED Exterior Area Lights - LED Fixture (200W) | 0.1519% | 0 | 0.19176 | Residential_2023_SC D_MW_After Competition Groups_LED Exterior Area Lights - LED Fixture (200W)
Residential | Res ¦ Energy Star Freezer | 2023 | SC D | MW | After Competition Groups | 0.17239 | 185676.6475 | 0.18568 | 126.202 | 0.001366 | 32 | Residential_2023_SC D_MW_After Competition Groups_32 | Energy Star Freezer | 0.1366% | 0.18568 | 0.17239 | Residential_2023_SC D_MW_After Competition Groups_Energy Star Freezer
Residential | Res ¦ CO Sensors for parking garage exhaust fans | 2023 | SC D | MW | After Competition Groups | 0.16572 | 54524.8838 | 0.054525 | 126.202 | 0.0013131 | 33 | Residential_2023_SC D_MW_After Competition Groups_33 | CO Sensors for parking garage exhaust fans | 0.1313% | 0.054525 | 0.16572 | Residential_2023_SC D_MW_After Competition Groups_CO Sensors for parking garage exhaust fans
Residential | Res ¦ Floor Insulation | 2023 | SC D | MW | After Competition Groups | 0.16244 | 61565.5996 | 0.061566 | 126.202 | 0.0012872 | 34 | Residential_2023_SC D_MW_After Competition Groups_34 | Floor Insulation | 0.1287% | 0.061566 | 0.16244 | Residential_2023_SC D_MW_After Competition Groups_Floor Insulation
Residential | Res ¦ Water Heater Temperature Setback | 2023 | SC D | MW | After Competition Groups | 0.14948 | 9240.2226 | 0.0092402 | 126.202 | 0.0011845 | 35 | Residential_2023_SC D_MW_After Competition Groups_35 | Water Heater Temperature Setback | 0.1184% | 0.0092402 | 0.14948 | Residential_2023_SC D_MW_After Competition Groups_Water Heater Temperature Setback
Residential | Res ¦ Energy Star Dehumidifier | 2023 | SC D | MW | After Competition Groups | 0.14775 | 137254.5723 | 0.13725 | 126.202 | 0.0011707 | 36 | Residential_2023_SC D_MW_After Competition Groups_36 | Energy Star Dehumidifier | 0.1171% | 0.13725 | 0.14775 | Residential_2023_SC D_MW_After Competition Groups_Energy Star Dehumidifier
Residential | Res ¦ Demand Control Ventilation | 2023 | SC D | MW | After Competition Groups | 0.13641 | 0 | 0 | 126.202 | 0.0010809 | 37 | Residential_2023_SC D_MW_After Competition Groups_37 | Demand Control Ventilation | 0.1081% | 0 | 0.13641 | Residential_2023_SC D_MW_After Competition Groups_Demand Control Ventilation
Residential | Res ¦ Clothes Drying Racks | 2023 | SC D | MW | After Competition Groups | 0.12045 | 0 | 0 | 126.202 | 0.00095442 | 38 | Residential_2023_SC D_MW_After Competition Groups_38 | Clothes Drying Racks | 0.09544% | 0 | 0.12045 | Residential_2023_SC D_MW_After Competition Groups_Clothes Drying Racks
Residential | Res ¦ Duct Insulation | 2023 | SC D | MW | After Competition Groups | 0.086723 | 17318.5916 | 0.017319 | 126.202 | 0.00068718 | 39 | Residential_2023_SC D_MW_After Competition Groups_39 | Duct Insulation | 0.06872% | 0.017319 | 0.086723 | Residential_2023_SC D_MW_After Competition Groups_Duct Insulation
Residential | Res ¦ VFD on Pumps | 2023 | SC D | MW | After Competition Groups | 0.05593 | 17835.4004 | 0.017835 | 126.202 | 0.00044318 | 40 | Residential_2023_SC D_MW_After Competition Groups_40 | VFD on Pumps | 0.04432% | 0.017835 | 0.05593 | Residential_2023_SC D_MW_After Competition Groups_VFD on Pumps
Residential | Res ¦ Duct Insulation MF | 2023 | SC D | MW | After Competition Groups | 0.049892 | 16713.8128 | 0.016714 | 126.202 | 0.00039534 | 41 | Residential_2023_SC D_MW_After Competition Groups_41 | Duct Insulation MF | 0.03953% | 0.016714 | 0.049892 | Residential_2023_SC D_MW_After Competition Groups_Duct Insulation MF
Residential | Res ¦ Condensing Make Up Air Unit | 2023 | SC D | MW | After Competition Groups | 0.049534 | 34123.3287 | 0.034123 | 126.202 | 0.0003925 | 42 | Residential_2023_SC D_MW_After Competition Groups_42 | Condensing Make Up Air Unit | 0.03925% | 0.034123 | 0.049534 | Residential_2023_SC D_MW_After Competition Groups_Condensing Make Up Air Unit
Residential | Res ¦ ECM MOTORS FOR HVAC APPLICATION (FAN-POWERED VAV BOX) | 2023 | SC D | MW | After Competition Groups | 0.031985 | 11846.8877 | 0.011847 | 126.202 | 0.00025344 | 43 | Residential_2023_SC D_MW_After Competition Groups_43 | ECM MOTORS FOR HVAC APPLICATION (FAN-POWERED VAV BOX) | 0.02534% | 0.011847 | 0.031985 | Residential_2023_SC D_MW_After Competition Groups_ECM MOTORS FOR HVAC APPLICATION (FAN-POWERED VAV BOX)
Residential | Res ¦ Chilled Water Optimization | 2023 | SC D | MW | After Competition Groups | 0.02655 | 81.8528 | 8.1853e-05 | 126.202 | 0.00021038 | 44 | Residential_2023_SC D_MW_After Competition Groups_44 | Chilled Water Optimization | 0.02104% | 8.1853e-05 | 0.02655 | Residential_2023_SC D_MW_After Competition Groups_Chilled Water Optimization
Residential | Res ¦ Beverage Vending Machine Controls | 2023 | SC D | MW | After Competition Groups | 0.01712 | 2816.6211 | 0.0028166 | 126.202 | 0.00013565 | 45 | Residential_2023_SC D_MW_After Competition Groups_45 | Beverage Vending Machine Controls | 0.01357% | 0.0028166 | 0.01712 | Residential_2023_SC D_MW_After Competition Groups_Beverage Vending Machine Controls
Residential | Res ¦ Heat Recovery Ventilator | 2023 | SC D | MW | After Competition Groups | 0.015146 | 0 | 0 | 126.202 | 0.00012001 | 46 | Residential_2023_SC D_MW_After Competition Groups_46 | Heat Recovery Ventilator | 0.012% | 0 | 0.015146 | Residential_2023_SC D_MW_After Competition Groups_Heat Recovery Ventilator
Residential | Res ¦ Tankless Water Heater | 2023 | SC D | MW | After Competition Groups | 0.0051482 | 5228.1713 | 0.0052282 | 126.202 | 4.0793e-05 | 47 | Residential_2023_SC D_MW_After Competition Groups_47 | Tankless Water Heater | 0.004079% | 0.0052282 | 0.0051482 | Residential_2023_SC D_MW_After Competition Groups_Tankless Water Heater
Residential | Res ¦ LED High Bay Fixture | 2023 | SC D | MW | After Competition Groups | 0.0026207 | 2733.3886 | 0.0027334 | 126.202 | 2.0766e-05 | 48 | Residential_2023_SC D_MW_After Competition Groups_48 | LED High Bay Fixture | 0.002077% | 0.0027334 | 0.0026207 | Residential_2023_SC D_MW_After Competition Groups_LED High Bay Fixture
Residential | Res ¦ Wall Insulation MF | 2023 | SC D | MW | After Competition Groups | 0.0006318 | 0 | 0 | 126.202 | 5.0063e-06 | 49 | Residential_2023_SC D_MW_After Competition Groups_49 | Wall Insulation MF | 0.0005006% | 0 | 0.0006318 | Residential_2023_SC D_MW_After Competition Groups_Wall Insulation MF
Residential | Res ¦ Wall Insulation | 2023 | SC D | MW | After Competition Groups | 0.00061877 | 0 | 0 | 126.202 | 4.903e-06 | 50 | Residential_2023_SC D_MW_After Competition Groups_50 | Wall Insulation | 0.0004903% | 0 | 0.00061877 | Residential_2023_SC D_MW_After Competition Groups_Wall Insulation
Residential | Res ¦ Freezer Recycling | 2023 | SC D | MW | After Competition Groups | 0.00011014 | 0 | 0 | 126.202 | 8.7272e-07 | 51 | Residential_2023_SC D_MW_After Competition Groups_51 | Freezer Recycling | 8.727e-05% | 0 | 0.00011014 | Residential_2023_SC D_MW_After Competition Groups_Freezer Recycling
Residential | Res ¦ LED Downlight | 2023 | SC D | MW | After Competition Groups | 0 | 0 | 0 | 126.202 | 0 | 52 | Residential_2023_SC D_MW_After Competition Groups_52 | LED Downlight | 0% | 0 | 0 | Residential_2023_SC D_MW_After Competition Groups_LED Downlight
Residential | Res ¦ Smart Burners | 2023 | SC D | MW | After Competition Groups | 0 | 0 | 0 | 126.202 | 0 | 53 | Residential_2023_SC D_MW_After Competition Groups_53 | Smart Burners | 0% | 0 | 0 | Residential_2023_SC D_MW_After Competition Groups_Smart Burners
Residential | Res ¦ Smart Power Bar | 2023 | SC D | MW | After Competition Groups | 0 | 0 | 0 | 126.202 | 0 | 54 | Residential_2023_SC D_MW_After Competition Groups_54 | Smart Power Bar | 0% | 0 | 0 | Residential_2023_SC D_MW_After Competition Groups_Smart Power Bar
Residential | Res ¦ Energy Star Central Air Conditioner | 2023 | Technical | MW | After Competition Groups | 229.5795 | 0 | 0 | 1773.2134 | 0.12947 | 1 | Residential_2023_Technical_MW_After Competition Groups_1 | Energy Star Central Air Conditioner | 12.95% | 0 | 229.5795 | Residential_2023_Technical_MW_After Competition Groups_Energy Star Central Air Conditioner
Residential | Res ¦ Adaptive Thermostat | 2023 | Technical | MW | After Competition Groups | 188.6952 | 0 | 0 | 1773.2134 | 0.10641 | 2 | Residential_2023_Technical_MW_After Competition Groups_2 | Adaptive Thermostat | 10.64% | 0 | 188.6952 | Residential_2023_Technical_MW_After Competition Groups_Adaptive Thermostat
Residential | Res ¦ Building Recommissioning, Operations and Maintenance (O&M) Improvements | 2023 | Technical | MW | After Competition Groups | 91.0222 | 0 | 0 | 1773.2134 | 0.051332 | 3 | Residential_2023_Technical_MW_After Competition Groups_3 | Building Recommissioning, Operations and Maintenance (O&M) Improvements | 5.133% | 0 | 91.0222 | Residential_2023_Technical_MW_After Competition Groups_Building Recommissioning, Operations and Maintenance (O&M) Improvements
Residential | Res ¦ Ductless Mini-Split Air Conditioner | 2023 | Technical | MW | After Competition Groups | 86.0895 | 0 | 0 | 1773.2134 | 0.04855 | 4 | Residential_2023_Technical_MW_After Competition Groups_4 | Ductless Mini-Split Air Conditioner | 4.855% | 0 | 86.0895 | Residential_2023_Technical_MW_After Competition Groups_Ductless Mini-Split Air Conditioner
Residential | Res ¦ Basement Wall Insulation | 2023 | Technical | MW | After Competition Groups | 83.9549 | 0 | 0 | 1773.2134 | 0.047346 | 5 | Residential_2023_Technical_MW_After Competition Groups_5 | Basement Wall Insulation | 4.735% | 0 | 83.9549 | Residential_2023_Technical_MW_After Competition Groups_Basement Wall Insulation
Residential | Res ¦ Energy Star Ground Source Heat Pump | 2023 | Technical | MW | After Competition Groups | 78.9611 | 0 | 0 | 1773.2134 | 0.04453 | 6 | Residential_2023_Technical_MW_After Competition Groups_6 | Energy Star Ground Source Heat Pump | 4.453% | 0 | 78.9611 | Residential_2023_Technical_MW_After Competition Groups_Energy Star Ground Source Heat Pump
Residential | Res ¦ Ductless Mini-Split Heat Pump | 2023 | Technical | MW | After Competition Groups | 78.2342 | 0 | 0 | 1773.2134 | 0.04412 | 7 | Residential_2023_Technical_MW_After Competition Groups_7 | Ductless Mini-Split Heat Pump | 4.412% | 0 | 78.2342 | Residential_2023_Technical_MW_After Competition Groups_Ductless Mini-Split Heat Pump
Residential | Res ¦ Basement or Crawlspace Insulation | 2023 | Technical | MW | After Competition Groups | 69.7185 | 0 | 0 | 1773.2134 | 0.039318 | 8 | Residential_2023_Technical_MW_After Competition Groups_8 | Basement or Crawlspace Insulation | 3.932% | 0 | 69.7185 | Residential_2023_Technical_MW_After Competition Groups_Basement or Crawlspace Insulation
Residential | Res ¦ Smart Power Bar | 2023 | Technical | MW | After Competition Groups | 67.4969 | 0 | 0 | 1773.2134 | 0.038065 | 9 | Residential_2023_Technical_MW_After Competition Groups_9 | Smart Power Bar | 3.806% | 0 | 67.4969 | Residential_2023_Technical_MW_After Competition Groups_Smart Power Bar
Residential | Res ¦ Variable Speed Pool Pump Motor | 2023 | Technical | MW | After Competition Groups | 65.0163 | 0 | 0 | 1773.2134 | 0.036666 | 10 | Residential_2023_Technical_MW_After Competition Groups_10 | Variable Speed Pool Pump Motor | 3.667% | 0 | 65.0163 | Residential_2023_Technical_MW_After Competition Groups_Variable Speed Pool Pump Motor
Residential | Res ¦ Attic Insulation | 2023 | Technical | MW | After Competition Groups | 64.7658 | 0 | 0 | 1773.2134 | 0.036525 | 11 | Residential_2023_Technical_MW_After Competition Groups_11 | Attic Insulation | 3.652% | 0 | 64.7658 | Residential_2023_Technical_MW_After Competition Groups_Attic Insulation
Residential | Res ¦ Energy Star LED Bulbs General Purpose LEDs | 2023 | Technical | MW | After Competition Groups | 61.4876 | 0 | 0 | 1773.2134 | 0.034676 | 12 | Residential_2023_Technical_MW_After Competition Groups_12 | Energy Star LED Bulbs General Purpose LEDs | 3.468% | 0 | 61.4876 | Residential_2023_Technical_MW_After Competition Groups_Energy Star LED Bulbs General Purpose LEDs
Residential | Res ¦ Smart Burners | 2023 | Technical | MW | After Competition Groups | 51.7362 | 0 | 0 | 1773.2134 | 0.029177 | 13 | Residential_2023_Technical_MW_After Competition Groups_13 | Smart Burners | 2.918% | 0 | 51.7362 | Residential_2023_Technical_MW_After Competition Groups_Smart Burners
Residential | Res ¦ Wall Insulation | 2023 | Technical | MW | After Competition Groups | 50.6019 | 0 | 0 | 1773.2134 | 0.028537 | 14 | Residential_2023_Technical_MW_After Competition Groups_14 | Wall Insulation | 2.854% | 0 | 50.6019 | Residential_2023_Technical_MW_After Competition Groups_Wall Insulation
Residential | Res ¦ Energy Star Refrigerator | 2023 | Technical | MW | After Competition Groups | 45.8215 | 0 | 0 | 1773.2134 | 0.025841 | 15 | Residential_2023_Technical_MW_After Competition Groups_15 | Energy Star Refrigerator | 2.584% | 0 | 45.8215 | Residential_2023_Technical_MW_After Competition Groups_Energy Star Refrigerator
Residential | Res ¦ Heat Pump Clothes Dryer | 2023 | Technical | MW | After Competition Groups | 42.3292 | 0 | 0 | 1773.2134 | 0.023871 | 16 | Residential_2023_Technical_MW_After Competition Groups_16 | Heat Pump Clothes Dryer | 2.387% | 0 | 42.3292 | Residential_2023_Technical_MW_After Competition Groups_Heat Pump Clothes Dryer
Residential | Res ¦ Energy Star Clothes Washer | 2023 | Technical | MW | After Competition Groups | 40.1897 | 0 | 0 | 1773.2134 | 0.022665 | 17 | Residential_2023_Technical_MW_After Competition Groups_17 | Energy Star Clothes Washer | 2.266% | 0 | 40.1897 | Residential_2023_Technical_MW_After Competition Groups_Energy Star Clothes Washer
Residential | Res ¦ Ceiling Insulation | 2023 | Technical | MW | After Competition Groups | 25.3654 | 0 | 0 | 1773.2134 | 0.014305 | 18 | Residential_2023_Technical_MW_After Competition Groups_18 | Ceiling Insulation | 1.43% | 0 | 25.3654 | Residential_2023_Technical_MW_After Competition Groups_Ceiling Insulation
Residential | Res ¦ Energy Star A Line, PAR, MR Lamps | 2023 | Technical | MW | After Competition Groups | 23.8394 | 0 | 0 | 1773.2134 | 0.013444 | 19 | Residential_2023_Technical_MW_After Competition Groups_19 | Energy Star A Line, PAR, MR Lamps | 1.344% | 0 | 23.8394 | Residential_2023_Technical_MW_After Competition Groups_Energy Star A Line, PAR, MR Lamps
Residential | Res ¦ Variable Refrigerant Flow Heat Pump | 2023 | Technical | MW | After Competition Groups | 23.5865 | 0 | 0 | 1773.2134 | 0.013302 | 20 | Residential_2023_Technical_MW_After Competition Groups_20 | Variable Refrigerant Flow Heat Pump | 1.33% | 0 | 23.5865 | Residential_2023_Technical_MW_After Competition Groups_Variable Refrigerant Flow Heat Pump
Residential | Res ¦ Duct Insulation | 2023 | Technical | MW | After Competition Groups | 20.8523 | 0 | 0 | 1773.2134 | 0.01176 | 21 | Residential_2023_Technical_MW_After Competition Groups_21 | Duct Insulation | 1.176% | 0 | 20.8523 | Residential_2023_Technical_MW_After Competition Groups_Duct Insulation
Residential | Res ¦ Lighting Motion Sensors, Timers, Dimmers | 2023 | Technical | MW | After Competition Groups | 19.2104 | 0 | 0 | 1773.2134 | 0.010834 | 22 | Residential_2023_Technical_MW_After Competition Groups_22 | Lighting Motion Sensors, Timers, Dimmers | 1.083% | 0 | 19.2104 | Residential_2023_Technical_MW_After Competition Groups_Lighting Motion Sensors, Timers, Dimmers
Residential | Res ¦ Air Sealing | 2023 | Technical | MW | After Competition Groups | 17.8582 | 0 | 0 | 1773.2134 | 0.010071 | 23 | Residential_2023_Technical_MW_After Competition Groups_23 | Air Sealing | 1.007% | 0 | 17.8582 | Residential_2023_Technical_MW_After Competition Groups_Air Sealing
Residential | Res ¦ Central Air Conditioner Maintenance | 2023 | Technical | MW | After Competition Groups | 16.9743 | 0 | 0 | 1773.2134 | 0.0095726 | 24 | Residential_2023_Technical_MW_After Competition Groups_24 | Central Air Conditioner Maintenance | 0.9573% | 0 | 16.9743 | Residential_2023_Technical_MW_After Competition Groups_Central Air Conditioner Maintenance
Residential | Res ¦ Floor Insulation | 2023 | Technical | MW | After Competition Groups | 16.9742 | 0 | 0 | 1773.2134 | 0.0095725 | 25 | Residential_2023_Technical_MW_After Competition Groups_25 | Floor Insulation | 0.9573% | 0 | 16.9742 | Residential_2023_Technical_MW_After Competition Groups_Floor Insulation
Residential | Res ¦ Dehumidifier Recycling | 2023 | Technical | MW | After Competition Groups | 15.6571 | 0 | 0 | 1773.2134 | 0.0088298 | 26 | Residential_2023_Technical_MW_After Competition Groups_26 | Dehumidifier Recycling | 0.883% | 0 | 15.6571 | Residential_2023_Technical_MW_After Competition Groups_Dehumidifier Recycling
Residential | Res ¦ Advanced BAS/Controllers | 2023 | Technical | MW | After Competition Groups | 13.3222 | 0 | 0 | 1773.2134 | 0.007513 | 27 | Residential_2023_Technical_MW_After Competition Groups_27 | Advanced BAS/Controllers | 0.7513% | 0 | 13.3222 | Residential_2023_Technical_MW_After Competition Groups_Advanced BAS/Controllers
Residential | Res ¦ Energy Star Light Fixture | 2023 | Technical | MW | After Competition Groups | 13.1645 | 0 | 0 | 1773.2134 | 0.0074241 | 28 | Residential_2023_Technical_MW_After Competition Groups_28 | Energy Star Light Fixture | 0.7424% | 0 | 13.1645 | Residential_2023_Technical_MW_After Competition Groups_Energy Star Light Fixture
Residential | Res ¦ Clothes Drying Racks | 2023 | Technical | MW | After Competition Groups | 12.3283 | 0 | 0 | 1773.2134 | 0.0069525 | 29 | Residential_2023_Technical_MW_After Competition Groups_29 | Clothes Drying Racks | 0.6952% | 0 | 12.3283 | Residential_2023_Technical_MW_After Competition Groups_Clothes Drying Racks
Residential | Res ¦ Occupancy Sensors MF | 2023 | Technical | MW | After Competition Groups | 12.2104 | 0 | 0 | 1773.2134 | 0.006886 | 30 | Residential_2023_Technical_MW_After Competition Groups_30 | Occupancy Sensors MF | 0.6886% | 0 | 12.2104 | Residential_2023_Technical_MW_After Competition Groups_Occupancy Sensors MF
Residential | Res ¦ Refrigerator Recycling | 2023 | Technical | MW | After Competition Groups | 10.4474 | 0 | 0 | 1773.2134 | 0.0058918 | 31 | Residential_2023_Technical_MW_After Competition Groups_31 | Refrigerator Recycling | 0.5892% | 0 | 10.4474 | Residential_2023_Technical_MW_After Competition Groups_Refrigerator Recycling
Residential | Res ¦ Freezer Recycling | 2023 | Technical | MW | After Competition Groups | 9.7326 | 0 | 0 | 1773.2134 | 0.0054887 | 32 | Residential_2023_Technical_MW_After Competition Groups_32 | Freezer Recycling | 0.5489% | 0 | 9.7326 | Residential_2023_Technical_MW_After Competition Groups_Freezer Recycling
Residential | Res ¦ Home Energy Reports | 2023 | Technical | MW | After Competition Groups | 9.4829 | 0 | 0 | 1773.2134 | 0.0053479 | 33 | Residential_2023_Technical_MW_After Competition Groups_33 | Home Energy Reports | 0.5348% | 0 | 9.4829 | Residential_2023_Technical_MW_After Competition Groups_Home Energy Reports
Residential | Res ¦ Energy Star Dehumidifier | 2023 | Technical | MW | After Competition Groups | 9.1995 | 0 | 0 | 1773.2134 | 0.0051881 | 34 | Residential_2023_Technical_MW_After Competition Groups_34 | Energy Star Dehumidifier | 0.5188% | 0 | 9.1995 | Residential_2023_Technical_MW_After Competition Groups_Energy Star Dehumidifier
Residential | Res ¦ Duct Insulation MF | 2023 | Technical | MW | After Competition Groups | 9.1991 | 0 | 0 | 1773.2134 | 0.0051878 | 35 | Residential_2023_Technical_MW_After Competition Groups_35 | Duct Insulation MF | 0.5188% | 0 | 9.1991 | Residential_2023_Technical_MW_After Competition Groups_Duct Insulation MF
Residential | Res ¦ Energy Star Torchiere | 2023 | Technical | MW | After Competition Groups | 8.6314 | 0 | 0 | 1773.2134 | 0.0048677 | 36 | Residential_2023_Technical_MW_After Competition Groups_36 | Energy Star Torchiere | 0.4868% | 0 | 8.6314 | Residential_2023_Technical_MW_After Competition Groups_Energy Star Torchiere
Residential | Res ¦ Energy Star Windows | 2023 | Technical | MW | After Competition Groups | 7.2243 | 0 | 0 | 1773.2134 | 0.0040741 | 37 | Residential_2023_Technical_MW_After Competition Groups_37 | Energy Star Windows | 0.4074% | 0 | 7.2243 | Residential_2023_Technical_MW_After Competition Groups_Energy Star Windows
Residential | Res ¦ Furnace with ECM | 2023 | Technical | MW | After Competition Groups | 6.8413 | 0 | 0 | 1773.2134 | 0.0038581 | 38 | Residential_2023_Technical_MW_After Competition Groups_38 | Furnace with ECM | 0.3858% | 0 | 6.8413 | Residential_2023_Technical_MW_After Competition Groups_Furnace with ECM
Residential | Res ¦ INTEGRAL LED TROFFERS | 2023 | Technical | MW | After Competition Groups | 6.6806 | 0 | 0 | 1773.2134 | 0.0037675 | 39 | Residential_2023_Technical_MW_After Competition Groups_39 | INTEGRAL LED TROFFERS | 0.3768% | 0 | 6.6806 | Residential_2023_Technical_MW_After Competition Groups_INTEGRAL LED TROFFERS
Residential | Res ¦ Minimize Hot and Warm Clothes Wash | 2023 | Technical | MW | After Competition Groups | 5.164 | 0 | 0 | 1773.2134 | 0.0029122 | 40 | Residential_2023_Technical_MW_After Competition Groups_40 | Minimize Hot and Warm Clothes Wash | 0.2912% | 0 | 5.164 | Residential_2023_Technical_MW_After Competition Groups_Minimize Hot and Warm Clothes Wash
Residential | Res ¦ Energy Star Freezer | 2023 | Technical | MW | After Competition Groups | 4.7619 | 0 | 0 | 1773.2134 | 0.0026855 | 41 | Residential_2023_Technical_MW_After Competition Groups_41 | Energy Star Freezer | 0.2685% | 0 | 4.7619 | Residential_2023_Technical_MW_After Competition Groups_Energy Star Freezer
Residential | Res ¦ Passive Attic Ventilation | 2023 | Technical | MW | After Competition Groups | 4.4172 | 0 | 0 | 1773.2134 | 0.002491 | 42 | Residential_2023_Technical_MW_After Competition Groups_42 | Passive Attic Ventilation | 0.2491% | 0 | 4.4172 | Residential_2023_Technical_MW_After Competition Groups_Passive Attic Ventilation
Residential | Res ¦ High Efficiency Chiller (avg of water and air cooled) | 2023 | Technical | MW | After Competition Groups | 4.2453 | 0 | 0 | 1773.2134 | 0.0023941 | 43 | Residential_2023_Technical_MW_After Competition Groups_43 | High Efficiency Chiller (avg of water and air cooled) | 0.2394% | 0 | 4.2453 | Residential_2023_Technical_MW_After Competition Groups_High Efficiency Chiller (avg of water and air cooled)
Residential | Res ¦ LED Downlight | 2023 | Technical | MW | After Competition Groups | 3.7146 | 0 | 0 | 1773.2134 | 0.0020949 | 44 | Residential_2023_Technical_MW_After Competition Groups_44 | LED Downlight | 0.2095% | 0 | 3.7146 | Residential_2023_Technical_MW_After Competition Groups_LED Downlight
Residential | Res ¦ Early Hot Water Heater Replacement | 2023 | Technical | MW | After Competition Groups | 3.3513 | 0 | 0 | 1773.2134 | 0.00189 | 45 | Residential_2023_Technical_MW_After Competition Groups_45 | Early Hot Water Heater Replacement | 0.189% | 0 | 3.3513 | Residential_2023_Technical_MW_After Competition Groups_Early Hot Water Heater Replacement
Residential | Res ¦ Air Source Heat Pump Maintenance | 2023 | Technical | MW | After Competition Groups | 2.9692 | 0 | 0 | 1773.2134 | 0.0016744 | 46 | Residential_2023_Technical_MW_After Competition Groups_46 | Air Source Heat Pump Maintenance | 0.1674% | 0 | 2.9692 | Residential_2023_Technical_MW_After Competition Groups_Air Source Heat Pump Maintenance
Residential | Res ¦ Outside Air Economizer | 2023 | Technical | MW | After Competition Groups | 2.9357 | 0 | 0 | 1773.2134 | 0.0016556 | 47 | Residential_2023_Technical_MW_After Competition Groups_47 | Outside Air Economizer | 0.1656% | 0 | 2.9357 | Residential_2023_Technical_MW_After Competition Groups_Outside Air Economizer
Residential | Res ¦ Central Lighting Control System | 2023 | Technical | MW | After Competition Groups | 2.8053 | 0 | 0 | 1773.2134 | 0.0015821 | 48 | Residential_2023_Technical_MW_After Competition Groups_48 | Central Lighting Control System | 0.1582% | 0 | 2.8053 | Residential_2023_Technical_MW_After Competition Groups_Central Lighting Control System
Residential | Res ¦ Heat Pump Water Heater | 2023 | Technical | MW | After Competition Groups | 2.475 | 0 | 0 | 1773.2134 | 0.0013958 | 49 | Residential_2023_Technical_MW_After Competition Groups_49 | Heat Pump Water Heater | 0.1396% | 0 | 2.475 | Residential_2023_Technical_MW_After Competition Groups_Heat Pump Water Heater
Residential | Res ¦ Demand Control Ventilation | 2023 | Technical | MW | After Competition Groups | 2.3413 | 0 | 0 | 1773.2134 | 0.0013204 | 50 | Residential_2023_Technical_MW_After Competition Groups_50 | Demand Control Ventilation | 0.132% | 0 | 2.3413 | Residential_2023_Technical_MW_After Competition Groups_Demand Control Ventilation
Residential | Res ¦ LED Tube Re-Lamp | 2023 | Technical | MW | After Competition Groups | 2.2763 | 0 | 0 | 1773.2134 | 0.0012837 | 51 | Residential_2023_Technical_MW_After Competition Groups_51 | LED Tube Re-Lamp | 0.1284% | 0 | 2.2763 | Residential_2023_Technical_MW_After Competition Groups_LED Tube Re-Lamp
Residential | Res ¦ Drain Water Heat Recovery | 2023 | Technical | MW | After Competition Groups | 2.2509 | 0 | 0 | 1773.2134 | 0.0012694 | 52 | Residential_2023_Technical_MW_After Competition Groups_52 | Drain Water Heat Recovery | 0.1269% | 0 | 2.2509 | Residential_2023_Technical_MW_After Competition Groups_Drain Water Heat Recovery
Residential | Res ¦ Furnace Whistle | 2023 | Technical | MW | After Competition Groups | 2.2499 | 0 | 0 | 1773.2134 | 0.0012688 | 53 | Residential_2023_Technical_MW_After Competition Groups_53 | Furnace Whistle | 0.1269% | 0 | 2.2499 | Residential_2023_Technical_MW_After Competition Groups_Furnace Whistle
Residential | Res ¦ Energy Star Ceiling Fan/Lighting | 2023 | Technical | MW | After Competition Groups | 2.1005 | 0 | 0 | 1773.2134 | 0.0011845 | 54 | Residential_2023_Technical_MW_After Competition Groups_54 | Energy Star Ceiling Fan/Lighting | 0.1185% | 0 | 2.1005 | Residential_2023_Technical_MW_After Competition Groups_Energy Star Ceiling Fan/Lighting
Residential | Res ¦ Window Film | 2023 | Technical | MW | After Competition Groups | 2.0704 | 0 | 0 | 1773.2134 | 0.0011676 | 55 | Residential_2023_Technical_MW_After Competition Groups_55 | Window Film | 0.1168% | 0 | 2.0704 | Residential_2023_Technical_MW_After Competition Groups_Window Film
Residential | Res ¦ ENERGY STAR LED LAMPS (REFLECTOR LAMPs/MR16/PAR 16) | 2023 | Technical | MW | After Competition Groups | 1.9427 | 0 | 0 | 1773.2134 | 0.0010956 | 56 | Residential_2023_Technical_MW_After Competition Groups_56 | ENERGY STAR LED LAMPS (REFLECTOR LAMPs/MR16/PAR 16) | 0.1096% | 0 | 1.9427 | Residential_2023_Technical_MW_After Competition Groups_ENERGY STAR LED LAMPS (REFLECTOR LAMPs/MR16/PAR 16)
Residential | Res ¦ Heat Recovery Ventilator | 2023 | Technical | MW | After Competition Groups | 1.9227 | 0 | 0 | 1773.2134 | 0.0010843 | 57 | Residential_2023_Technical_MW_After Competition Groups_57 | Heat Recovery Ventilator | 0.1084% | 0 | 1.9227 | Residential_2023_Technical_MW_After Competition Groups_Heat Recovery Ventilator
Residential | Res ¦ Comprehensive Draft Proofing | 2023 | Technical | MW | After Competition Groups | 1.9119 | 0 | 0 | 1773.2134 | 0.0010782 | 58 | Residential_2023_Technical_MW_After Competition Groups_58 | Comprehensive Draft Proofing | 0.1078% | 0 | 1.9119 | Residential_2023_Technical_MW_After Competition Groups_Comprehensive Draft Proofing
Residential | Res ¦ Variable Frequency Drive (VFD) | 2023 | Technical | MW | After Competition Groups | 1.8544 | 0 | 0 | 1773.2134 | 0.0010458 | 59 | Residential_2023_Technical_MW_After Competition Groups_59 | Variable Frequency Drive (VFD) | 0.1046% | 0 | 1.8544 | Residential_2023_Technical_MW_After Competition Groups_Variable Frequency Drive (VFD)
Residential | Res ¦ CO Sensors for parking garage exhaust fans | 2023 | Technical | MW | After Competition Groups | 1.8522 | 0 | 0 | 1773.2134 | 0.0010446 | 60 | Residential_2023_Technical_MW_After Competition Groups_60 | CO Sensors for parking garage exhaust fans | 0.1045% | 0 | 1.8522 | Residential_2023_Technical_MW_After Competition Groups_CO Sensors for parking garage exhaust fans
Residential | Res ¦ DHW Recirculation Systems | 2023 | Technical | MW | After Competition Groups | 1.4559 | 0 | 0 | 1773.2134 | 0.00082105 | 61 | Residential_2023_Technical_MW_After Competition Groups_61 | DHW Recirculation Systems | 0.08211% | 0 | 1.4559 | Residential_2023_Technical_MW_After Competition Groups_DHW Recirculation Systems
Residential | Res ¦ Energy Star Dishwasher | 2023 | Technical | MW | After Competition Groups | 1.2375 | 0 | 0 | 1773.2134 | 0.00069791 | 62 | Residential_2023_Technical_MW_After Competition Groups_62 | Energy Star Dishwasher | 0.06979% | 0 | 1.2375 | Residential_2023_Technical_MW_After Competition Groups_Energy Star Dishwasher
Residential | Res ¦ Water Heater Temperature Setback | 2023 | Technical | MW | After Competition Groups | 1.1728 | 0 | 0 | 1773.2134 | 0.00066139 | 63 | Residential_2023_Technical_MW_After Competition Groups_63 | Water Heater Temperature Setback | 0.06614% | 0 | 1.1728 | Residential_2023_Technical_MW_After Competition Groups_Water Heater Temperature Setback
Residential | Res ¦ LED Parking Lot Fixture | 2023 | Technical | MW | After Competition Groups | 0.82248 | 0 | 0 | 1773.2134 | 0.00046384 | 64 | Residential_2023_Technical_MW_After Competition Groups_64 | LED Parking Lot Fixture | 0.04638% | 0 | 0.82248 | Residential_2023_Technical_MW_After Competition Groups_LED Parking Lot Fixture
Residential | Res ¦ Condensing Make Up Air Unit | 2023 | Technical | MW | After Competition Groups | 0.78203 | 0 | 0 | 1773.2134 | 0.00044103 | 65 | Residential_2023_Technical_MW_After Competition Groups_65 | Condensing Make Up Air Unit | 0.0441% | 0 | 0.78203 | Residential_2023_Technical_MW_After Competition Groups_Condensing Make Up Air Unit
Residential | Res ¦ HVAC Optimization | 2023 | Technical | MW | After Competition Groups | 0.63654 | 0 | 0 | 1773.2134 | 0.00035897 | 66 | Residential_2023_Technical_MW_After Competition Groups_66 | HVAC Optimization | 0.0359% | 0 | 0.63654 | Residential_2023_Technical_MW_After Competition Groups_HVAC Optimization
Residential | Res ¦ Solar Powered Attic Fan | 2023 | Technical | MW | After Competition Groups | 0.60686 | 0 | 0 | 1773.2134 | 0.00034224 | 67 | Residential_2023_Technical_MW_After Competition Groups_67 | Solar Powered Attic Fan | 0.03422% | 0 | 0.60686 | Residential_2023_Technical_MW_After Competition Groups_Solar Powered Attic Fan
Residential | Res ¦ VFD on Pumps | 2023 | Technical | MW | After Competition Groups | 0.57024 | 0 | 0 | 1773.2134 | 0.00032158 | 68 | Residential_2023_Technical_MW_After Competition Groups_68 | VFD on Pumps | 0.03216% | 0 | 0.57024 | Residential_2023_Technical_MW_After Competition Groups_VFD on Pumps
Residential | Res ¦ ENERGY STAR LED Lamps (General Service Lamps) | 2023 | Technical | MW | After Competition Groups | 0.43497 | 0 | 0 | 1773.2134 | 0.0002453 | 69 | Residential_2023_Technical_MW_After Competition Groups_69 | ENERGY STAR LED Lamps (General Service Lamps) | 0.02453% | 0 | 0.43497 | Residential_2023_Technical_MW_After Competition Groups_ENERGY STAR LED Lamps (General Service Lamps)
Residential | Res ¦ LED Exterior Area Lights - LED Fixture (200W) | 2023 | Technical | MW | After Competition Groups | 0.37499 | 0 | 0 | 1773.2134 | 0.00021147 | 70 | Residential_2023_Technical_MW_After Competition Groups_70 | LED Exterior Area Lights - LED Fixture (200W) | 0.02115% | 0 | 0.37499 | Residential_2023_Technical_MW_After Competition Groups_LED Exterior Area Lights - LED Fixture (200W)
Residential | Res ¦ ECM MOTORS FOR HVAC APPLICATION (FAN-POWERED VAV BOX) | 2023 | Technical | MW | After Competition Groups | 0.30795 | 0 | 0 | 1773.2134 | 0.00017367 | 71 | Residential_2023_Technical_MW_After Competition Groups_71 | ECM MOTORS FOR HVAC APPLICATION (FAN-POWERED VAV BOX) | 0.01737% | 0 | 0.30795 | Residential_2023_Technical_MW_After Competition Groups_ECM MOTORS FOR HVAC APPLICATION (FAN-POWERED VAV BOX)
Residential | Res ¦ Beverage Vending Machine Controls | 2023 | Technical | MW | After Competition Groups | 0.20156 | 0 | 0 | 1773.2134 | 0.00011367 | 72 | Residential_2023_Technical_MW_After Competition Groups_72 | Beverage Vending Machine Controls | 0.01137% | 0 | 0.20156 | Residential_2023_Technical_MW_After Competition Groups_Beverage Vending Machine Controls
Residential | Res ¦ Wall Insulation MF | 2023 | Technical | MW | After Competition Groups | 0.18476 | 0 | 0 | 1773.2134 | 0.00010419 | 73 | Residential_2023_Technical_MW_After Competition Groups_73 | Wall Insulation MF | 0.01042% | 0 | 0.18476 | Residential_2023_Technical_MW_After Competition Groups_Wall Insulation MF
Residential | Res ¦ Tankless Water Heater | 2023 | Technical | MW | After Competition Groups | 0.13499 | 0 | 0 | 1773.2134 | 7.6127e-05 | 74 | Residential_2023_Technical_MW_After Competition Groups_74 | Tankless Water Heater | 0.007613% | 0 | 0.13499 | Residential_2023_Technical_MW_After Competition Groups_Tankless Water Heater
Residential | Res ¦ Chilled Water Optimization | 2023 | Technical | MW | After Competition Groups | 0.11021 | 0 | 0 | 1773.2134 | 6.2154e-05 | 75 | Residential_2023_Technical_MW_After Competition Groups_75 | Chilled Water Optimization | 0.006215% | 0 | 0.11021 | Residential_2023_Technical_MW_After Competition Groups_Chilled Water Optimization
Residential | Res ¦ LED Recessed Downlights | 2023 | Technical | MW | After Competition Groups | 0.03606 | 0 | 0 | 1773.2134 | 2.0336e-05 | 76 | Residential_2023_Technical_MW_After Competition Groups_76 | LED Recessed Downlights | 0.002034% | 0 | 0.03606 | Residential_2023_Technical_MW_After Competition Groups_LED Recessed Downlights
Residential | Res ¦ LED High Bay Fixture | 2023 | Technical | MW | After Competition Groups | 0.030815 | 0 | 0 | 1773.2134 | 1.7378e-05 | 77 | Residential_2023_Technical_MW_After Competition Groups_77 | LED High Bay Fixture | 0.001738% | 0 | 0.030815 | Residential_2023_Technical_MW_After Competition Groups_LED High Bay Fixture
Residential | Res ¦ Radiant Barrier | 2023 | Technical | MW | After Competition Groups | 0.014263 | 0 | 0 | 1773.2134 | 8.0437e-06 | 78 | Residential_2023_Technical_MW_After Competition Groups_78 | Radiant Barrier | 0.0008044% | 0 | 0.014263 | Residential_2023_Technical_MW_After Competition Groups_Radiant Barrier
Residential | Res ¦ Solar Water Preheat (Pools/DHW) | 2023 | Technical | MW | After Competition Groups | 0.0038419 | 0 | 0 | 1773.2134 | 2.1666e-06 | 79 | Residential_2023_Technical_MW_After Competition Groups_79 | Solar Water Preheat (Pools/DHW) | 0.0002167% | 0 | 0.0038419 | Residential_2023_Technical_MW_After Competition Groups_Solar Water Preheat (Pools/DHW)
Residential | Res ¦ Photocell Controls (Outdoor) | 2023 | Technical | MW | After Competition Groups | 7.2234e-05 | 0 | 0 | 1773.2134 | 4.0736e-08 | 80 | Residential_2023_Technical_MW_After Competition Groups_80 | Photocell Controls (Outdoor) | 4.074e-06% | 0 | 7.2234e-05 | Residential_2023_Technical_MW_After Competition Groups_Photocell Controls (Outdoor)
Residential | Res ¦ Adaptive Thermostat | 2024 | Economic | MW | After Competition Groups | 189.9259 | 0 | 0 | 998.9704 | 0.19012 | 1 | Residential_2024_Economic_MW_After Competition Groups_1 | Adaptive Thermostat | 19.01% | 0 | 189.9259 | Residential_2024_Economic_MW_After Competition Groups_Adaptive Thermostat
Residential | Res ¦ Ductless Mini-Split Heat Pump | 2024 | Economic | MW | After Competition Groups | 91.7467 | 0 | 0 | 998.9704 | 0.091841 | 2 | Residential_2024_Economic_MW_After Competition Groups_2 | Ductless Mini-Split Heat Pump | 9.184% | 0 | 91.7467 | Residential_2024_Economic_MW_After Competition Groups_Ductless Mini-Split Heat Pump
Residential | Res ¦ Building Recommissioning, Operations and Maintenance (O&M) Improvements | 2024 | Economic | MW | After Competition Groups | 89.584 | 0 | 0 | 998.9704 | 0.089676 | 3 | Residential_2024_Economic_MW_After Competition Groups_3 | Building Recommissioning, Operations and Maintenance (O&M) Improvements | 8.968% | 0 | 89.584 | Residential_2024_Economic_MW_After Competition Groups_Building Recommissioning, Operations and Maintenance (O&M) Improvements
Residential | Res ¦ Basement Wall Insulation | 2024 | Economic | MW | After Competition Groups | 82.6284 | 0 | 0 | 998.9704 | 0.082714 | 4 | Residential_2024_Economic_MW_After Competition Groups_4 | Basement Wall Insulation | 8.271% | 0 | 82.6284 | Residential_2024_Economic_MW_After Competition Groups_Basement Wall Insulation
Residential | Res ¦ Variable Speed Pool Pump Motor | 2024 | Economic | MW | After Competition Groups | 63.989 | 0 | 0 | 998.9704 | 0.064055 | 5 | Residential_2024_Economic_MW_After Competition Groups_5 | Variable Speed Pool Pump Motor | 6.405% | 0 | 63.989 | Residential_2024_Economic_MW_After Competition Groups_Variable Speed Pool Pump Motor
Residential | Res ¦ Attic Insulation | 2024 | Economic | MW | After Competition Groups | 63.7425 | 0 | 0 | 998.9704 | 0.063808 | 6 | Residential_2024_Economic_MW_After Competition Groups_6 | Attic Insulation | 6.381% | 0 | 63.7425 | Residential_2024_Economic_MW_After Competition Groups_Attic Insulation
Residential | Res ¦ Energy Star LED Bulbs General Purpose LEDs | 2024 | Economic | MW | After Competition Groups | 61.4876 | 0 | 0 | 998.9704 | 0.061551 | 7 | Residential_2024_Economic_MW_After Competition Groups_7 | Energy Star LED Bulbs General Purpose LEDs | 6.155% | 0 | 61.4876 | Residential_2024_Economic_MW_After Competition Groups_Energy Star LED Bulbs General Purpose LEDs
Residential | Res ¦ Energy Star Air Source Heat Pump | 2024 | Economic | MW | After Competition Groups | 52.4519 | 0 | 0 | 998.9704 | 0.052506 | 8 | Residential_2024_Economic_MW_After Competition Groups_8 | Energy Star Air Source Heat Pump | 5.251% | 0 | 52.4519 | Residential_2024_Economic_MW_After Competition Groups_Energy Star Air Source Heat Pump
Residential | Res ¦ Energy Star Clothes Washer | 2024 | Economic | MW | After Competition Groups | 46.5703 | 0 | 0 | 998.9704 | 0.046618 | 9 | Residential_2024_Economic_MW_After Competition Groups_9 | Energy Star Clothes Washer | 4.662% | 0 | 46.5703 | Residential_2024_Economic_MW_After Competition Groups_Energy Star Clothes Washer
Residential | Res ¦ Energy Star Room Air Conditioner | 2024 | Economic | MW | After Competition Groups | 38.1397 | 0 | 0 | 998.9704 | 0.038179 | 10 | Residential_2024_Economic_MW_After Competition Groups_10 | Energy Star Room Air Conditioner | 3.818% | 0 | 38.1397 | Residential_2024_Economic_MW_After Competition Groups_Energy Star Room Air Conditioner
Residential | Res ¦ Energy Star A Line, PAR, MR Lamps | 2024 | Economic | MW | After Competition Groups | 28.5867 | 0 | 0 | 998.9704 | 0.028616 | 11 | Residential_2024_Economic_MW_After Competition Groups_11 | Energy Star A Line, PAR, MR Lamps | 2.862% | 0 | 28.5867 | Residential_2024_Economic_MW_After Competition Groups_Energy Star A Line, PAR, MR Lamps
Residential | Res ¦ Air Sealing | 2024 | Economic | MW | After Competition Groups | 17.576 | 0 | 0 | 998.9704 | 0.017594 | 12 | Residential_2024_Economic_MW_After Competition Groups_12 | Air Sealing | 1.759% | 0 | 17.576 | Residential_2024_Economic_MW_After Competition Groups_Air Sealing
Residential | Res ¦ Floor Insulation | 2024 | Economic | MW | After Competition Groups | 16.706 | 0 | 0 | 998.9704 | 0.016723 | 13 | Residential_2024_Economic_MW_After Competition Groups_13 | Floor Insulation | 1.672% | 0 | 16.706 | Residential_2024_Economic_MW_After Competition Groups_Floor Insulation
Residential | Res ¦ Duct Insulation | 2024 | Economic | MW | After Competition Groups | 15.4713 | 0 | 0 | 998.9704 | 0.015487 | 14 | Residential_2024_Economic_MW_After Competition Groups_14 | Duct Insulation | 1.549% | 0 | 15.4713 | Residential_2024_Economic_MW_After Competition Groups_Duct Insulation
Residential | Res ¦ Energy Star Clothes Dryer | 2024 | Economic | MW | After Competition Groups | 14.0047 | 0 | 0 | 998.9704 | 0.014019 | 15 | Residential_2024_Economic_MW_After Competition Groups_15 | Energy Star Clothes Dryer | 1.402% | 0 | 14.0047 | Residential_2024_Economic_MW_After Competition Groups_Energy Star Clothes Dryer
Residential | Res ¦ Advanced BAS/Controllers | 2024 | Economic | MW | After Competition Groups | 13.1117 | 0 | 0 | 998.9704 | 0.013125 | 16 | Residential_2024_Economic_MW_After Competition Groups_16 | Advanced BAS/Controllers | 1.313% | 0 | 13.1117 | Residential_2024_Economic_MW_After Competition Groups_Advanced BAS/Controllers
Residential | Res ¦ Clothes Drying Racks | 2024 | Economic | MW | After Competition Groups | 12.1335 | 0 | 0 | 998.9704 | 0.012146 | 17 | Residential_2024_Economic_MW_After Competition Groups_17 | Clothes Drying Racks | 1.215% | 0 | 12.1335 | Residential_2024_Economic_MW_After Competition Groups_Clothes Drying Racks
Residential | Res ¦ Occupancy Sensors MF | 2024 | Economic | MW | After Competition Groups | 11.4916 | 0 | 0 | 998.9704 | 0.011503 | 18 | Residential_2024_Economic_MW_After Competition Groups_18 | Occupancy Sensors MF | 1.15% | 0 | 11.4916 | Residential_2024_Economic_MW_After Competition Groups_Occupancy Sensors MF
Residential | Res ¦ Refrigerator Recycling | 2024 | Economic | MW | After Competition Groups | 10.2823 | 0 | 0 | 998.9704 | 0.010293 | 19 | Residential_2024_Economic_MW_After Competition Groups_19 | Refrigerator Recycling | 1.029% | 0 | 10.2823 | Residential_2024_Economic_MW_After Competition Groups_Refrigerator Recycling
Residential | Res ¦ Energy Star Torchiere | 2024 | Economic | MW | After Competition Groups | 9.7265 | 0 | 0 | 998.9704 | 0.0097365 | 20 | Residential_2024_Economic_MW_After Competition Groups_20 | Energy Star Torchiere | 0.9737% | 0 | 9.7265 | Residential_2024_Economic_MW_After Competition Groups_Energy Star Torchiere
Residential | Res ¦ Freezer Recycling | 2024 | Economic | MW | After Competition Groups | 9.5788 | 0 | 0 | 998.9704 | 0.0095887 | 21 | Residential_2024_Economic_MW_After Competition Groups_21 | Freezer Recycling | 0.9589% | 0 | 9.5788 | Residential_2024_Economic_MW_After Competition Groups_Freezer Recycling
Residential | Res ¦ Energy Star Dehumidifier | 2024 | Economic | MW | After Competition Groups | 9.0542 | 0 | 0 | 998.9704 | 0.0090635 | 22 | Residential_2024_Economic_MW_After Competition Groups_22 | Energy Star Dehumidifier | 0.9064% | 0 | 9.0542 | Residential_2024_Economic_MW_After Competition Groups_Energy Star Dehumidifier
Residential | Res ¦ Duct Insulation MF | 2024 | Economic | MW | After Competition Groups | 6.4429 | 0 | 0 | 998.9704 | 0.0064495 | 23 | Residential_2024_Economic_MW_After Competition Groups_23 | Duct Insulation MF | 0.645% | 0 | 6.4429 | Residential_2024_Economic_MW_After Competition Groups_Duct Insulation MF
Residential | Res ¦ Minimize Hot and Warm Clothes Wash | 2024 | Economic | MW | After Competition Groups | 5.0824 | 0 | 0 | 998.9704 | 0.0050876 | 24 | Residential_2024_Economic_MW_After Competition Groups_24 | Minimize Hot and Warm Clothes Wash | 0.5088% | 0 | 5.0824 | Residential_2024_Economic_MW_After Competition Groups_Minimize Hot and Warm Clothes Wash
Residential | Res ¦ High Efficiency Chiller (avg of water and air cooled) | 2024 | Economic | MW | After Competition Groups | 4.9957 | 0 | 0 | 998.9704 | 0.0050008 | 25 | Residential_2024_Economic_MW_After Competition Groups_25 | High Efficiency Chiller (avg of water and air cooled) | 0.5001% | 0 | 4.9957 | Residential_2024_Economic_MW_After Competition Groups_High Efficiency Chiller (avg of water and air cooled)
Residential | Res ¦ Energy Star Light Fixture | 2024 | Economic | MW | After Competition Groups | 4.2718 | 0 | 0 | 998.9704 | 0.0042762 | 26 | Residential_2024_Economic_MW_After Competition Groups_26 | Energy Star Light Fixture | 0.4276% | 0 | 4.2718 | Residential_2024_Economic_MW_After Competition Groups_Energy Star Light Fixture
Residential | Res ¦ Home Energy Reports | 2024 | Economic | MW | After Competition Groups | 3.3794 | 0 | 0 | 998.9704 | 0.0033829 | 27 | Residential_2024_Economic_MW_After Competition Groups_27 | Home Energy Reports | 0.3383% | 0 | 3.3794 | Residential_2024_Economic_MW_After Competition Groups_Home Energy Reports
Residential | Res ¦ Outside Air Economizer | 2024 | Economic | MW | After Competition Groups | 2.9783 | 0 | 0 | 998.9704 | 0.0029813 | 28 | Residential_2024_Economic_MW_After Competition Groups_28 | Outside Air Economizer | 0.2981% | 0 | 2.9783 | Residential_2024_Economic_MW_After Competition Groups_Outside Air Economizer
Residential | Res ¦ LED Tube Re-Lamp | 2024 | Economic | MW | After Competition Groups | 2.5658 | 0 | 0 | 998.9704 | 0.0025684 | 29 | Residential_2024_Economic_MW_After Competition Groups_29 | LED Tube Re-Lamp | 0.2568% | 0 | 2.5658 | Residential_2024_Economic_MW_After Competition Groups_LED Tube Re-Lamp
Residential | Res ¦ Demand Control Ventilation | 2024 | Economic | MW | After Competition Groups | 2.3043 | 0 | 0 | 998.9704 | 0.0023067 | 30 | Residential_2024_Economic_MW_After Competition Groups_30 | Demand Control Ventilation | 0.2307% | 0 | 2.3043 | Residential_2024_Economic_MW_After Competition Groups_Demand Control Ventilation
Residential | Res ¦ Furnace Whistle | 2024 | Economic | MW | After Competition Groups | 2.2144 | 0 | 0 | 998.9704 | 0.0022166 | 31 | Residential_2024_Economic_MW_After Competition Groups_31 | Furnace Whistle | 0.2217% | 0 | 2.2144 | Residential_2024_Economic_MW_After Competition Groups_Furnace Whistle
Residential | Res ¦ Heat Recovery Ventilator | 2024 | Economic | MW | After Competition Groups | 2.2027 | 0 | 0 | 998.9704 | 0.002205 | 32 | Residential_2024_Economic_MW_After Competition Groups_32 | Heat Recovery Ventilator | 0.2205% | 0 | 2.2027 | Residential_2024_Economic_MW_After Competition Groups_Heat Recovery Ventilator
Residential | Res ¦ ENERGY STAR LED LAMPS (REFLECTOR LAMPs/MR16/PAR 16) | 2024 | Economic | MW | After Competition Groups | 1.9339 | 0 | 0 | 998.9704 | 0.0019359 | 33 | Residential_2024_Economic_MW_After Competition Groups_33 | ENERGY STAR LED LAMPS (REFLECTOR LAMPs/MR16/PAR 16) | 0.1936% | 0 | 1.9339 | Residential_2024_Economic_MW_After Competition Groups_ENERGY STAR LED LAMPS (REFLECTOR LAMPs/MR16/PAR 16)
Residential | Res ¦ Comprehensive Draft Proofing | 2024 | Economic | MW | After Competition Groups | 1.8816 | 0 | 0 | 998.9704 | 0.0018836 | 34 | Residential_2024_Economic_MW_After Competition Groups_34 | Comprehensive Draft Proofing | 0.1884% | 0 | 1.8816 | Residential_2024_Economic_MW_After Competition Groups_Comprehensive Draft Proofing
Residential | Res ¦ CO Sensors for parking garage exhaust fans | 2024 | Economic | MW | After Competition Groups | 1.879 | 0 | 0 | 998.9704 | 0.001881 | 35 | Residential_2024_Economic_MW_After Competition Groups_35 | CO Sensors for parking garage exhaust fans | 0.1881% | 0 | 1.879 | Residential_2024_Economic_MW_After Competition Groups_CO Sensors for parking garage exhaust fans
Residential | Res ¦ Variable Frequency Drive (VFD) | 2024 | Economic | MW | After Competition Groups | 1.8251 | 0 | 0 | 998.9704 | 0.0018269 | 36 | Residential_2024_Economic_MW_After Competition Groups_36 | Variable Frequency Drive (VFD) | 0.1827% | 0 | 1.8251 | Residential_2024_Economic_MW_After Competition Groups_Variable Frequency Drive (VFD)
Residential | Res ¦ Energy Star Freezer | 2024 | Economic | MW | After Competition Groups | 1.5718 | 0 | 0 | 998.9704 | 0.0015734 | 37 | Residential_2024_Economic_MW_After Competition Groups_37 | Energy Star Freezer | 0.1573% | 0 | 1.5718 | Residential_2024_Economic_MW_After Competition Groups_Energy Star Freezer
Residential | Res ¦ Water Heater Temperature Setback | 2024 | Economic | MW | After Competition Groups | 1.1543 | 0 | 0 | 998.9704 | 0.0011554 | 38 | Residential_2024_Economic_MW_After Competition Groups_38 | Water Heater Temperature Setback | 0.1155% | 0 | 1.1543 | Residential_2024_Economic_MW_After Competition Groups_Water Heater Temperature Setback
Residential | Res ¦ Condensing Make Up Air Unit | 2024 | Economic | MW | After Competition Groups | 0.91884 | 0 | 0 | 998.9704 | 0.00091978 | 39 | Residential_2024_Economic_MW_After Competition Groups_39 | Condensing Make Up Air Unit | 0.09198% | 0 | 0.91884 | Residential_2024_Economic_MW_After Competition Groups_Condensing Make Up Air Unit
Residential | Res ¦ LED Parking Lot Fixture | 2024 | Economic | MW | After Competition Groups | 0.8355 | 0 | 0 | 998.9704 | 0.00083636 | 40 | Residential_2024_Economic_MW_After Competition Groups_40 | LED Parking Lot Fixture | 0.08364% | 0 | 0.8355 | Residential_2024_Economic_MW_After Competition Groups_LED Parking Lot Fixture
Residential | Res ¦ VFD on Pumps | 2024 | Economic | MW | After Competition Groups | 0.56123 | 0 | 0 | 998.9704 | 0.00056181 | 41 | Residential_2024_Economic_MW_After Competition Groups_41 | VFD on Pumps | 0.05618% | 0 | 0.56123 | Residential_2024_Economic_MW_After Competition Groups_VFD on Pumps
Residential | Res ¦ ENERGY STAR LED Lamps (General Service Lamps) | 2024 | Economic | MW | After Competition Groups | 0.43657 | 0 | 0 | 998.9704 | 0.00043702 | 42 | Residential_2024_Economic_MW_After Competition Groups_42 | ENERGY STAR LED Lamps (General Service Lamps) | 0.0437% | 0 | 0.43657 | Residential_2024_Economic_MW_After Competition Groups_ENERGY STAR LED Lamps (General Service Lamps)
Residential | Res ¦ LED Exterior Area Lights - LED Fixture (200W) | 2024 | Economic | MW | After Competition Groups | 0.38231 | 0 | 0 | 998.9704 | 0.00038271 | 43 | Residential_2024_Economic_MW_After Competition Groups_43 | LED Exterior Area Lights - LED Fixture (200W) | 0.03827% | 0 | 0.38231 | Residential_2024_Economic_MW_After Competition Groups_LED Exterior Area Lights - LED Fixture (200W)
Residential | Res ¦ ECM MOTORS FOR HVAC APPLICATION (FAN-POWERED VAV BOX) | 2024 | Economic | MW | After Competition Groups | 0.31236 | 0 | 0 | 998.9704 | 0.00031268 | 44 | Residential_2024_Economic_MW_After Competition Groups_44 | ECM MOTORS FOR HVAC APPLICATION (FAN-POWERED VAV BOX) | 0.03127% | 0 | 0.31236 | Residential_2024_Economic_MW_After Competition Groups_ECM MOTORS FOR HVAC APPLICATION (FAN-POWERED VAV BOX)
Residential | Res ¦ Wall Insulation | 2024 | Economic | MW | After Competition Groups | 0.24014 | 0 | 0 | 998.9704 | 0.00024039 | 45 | Residential_2024_Economic_MW_After Competition Groups_45 | Wall Insulation | 0.02404% | 0 | 0.24014 | Residential_2024_Economic_MW_After Competition Groups_Wall Insulation
Residential | Res ¦ Tankless Water Heater | 2024 | Economic | MW | After Competition Groups | 0.22735 | 0 | 0 | 998.9704 | 0.00022759 | 46 | Residential_2024_Economic_MW_After Competition Groups_46 | Tankless Water Heater | 0.02276% | 0 | 0.22735 | Residential_2024_Economic_MW_After Competition Groups_Tankless Water Heater
Residential | Res ¦ Beverage Vending Machine Controls | 2024 | Economic | MW | After Competition Groups | 0.21079 | 0 | 0 | 998.9704 | 0.00021101 | 47 | Residential_2024_Economic_MW_After Competition Groups_47 | Beverage Vending Machine Controls | 0.0211% | 0 | 0.21079 | Residential_2024_Economic_MW_After Competition Groups_Beverage Vending Machine Controls
Residential | Res ¦ Chilled Water Optimization | 2024 | Economic | MW | After Competition Groups | 0.12923 | 0 | 0 | 998.9704 | 0.00012936 | 48 | Residential_2024_Economic_MW_After Competition Groups_48 | Chilled Water Optimization | 0.01294% | 0 | 0.12923 | Residential_2024_Economic_MW_After Competition Groups_Chilled Water Optimization
Residential | Res ¦ LED High Bay Fixture | 2024 | Economic | MW | After Competition Groups | 0.029001 | 0 | 0 | 998.9704 | 2.9031e-05 | 49 | Residential_2024_Economic_MW_After Competition Groups_49 | LED High Bay Fixture | 0.002903% | 0 | 0.029001 | Residential_2024_Economic_MW_After Competition Groups_LED High Bay Fixture
Residential | Res ¦ Wall Insulation MF | 2024 | Economic | MW | After Competition Groups | 0.014554 | 0 | 0 | 998.9704 | 1.4569e-05 | 50 | Residential_2024_Economic_MW_After Competition Groups_50 | Wall Insulation MF | 0.001457% | 0 | 0.014554 | Residential_2024_Economic_MW_After Competition Groups_Wall Insulation MF
Residential | Res ¦ LED Downlight | 2024 | Economic | MW | After Competition Groups | 0 | 0 | 0 | 998.9704 | 0 | 51 | Residential_2024_Economic_MW_After Competition Groups_51 | LED Downlight | 0% | 0 | 0 | Residential_2024_Economic_MW_After Competition Groups_LED Downlight
Residential | Res ¦ Smart Burners | 2024 | Economic | MW | After Competition Groups | 0 | 0 | 0 | 998.9704 | 0 | 52 | Residential_2024_Economic_MW_After Competition Groups_52 | Smart Burners | 0% | 0 | 0 | Residential_2024_Economic_MW_After Competition Groups_Smart Burners
Residential | Res ¦ Smart Power Bar | 2024 | Economic | MW | After Competition Groups | 0 | 0 | 0 | 998.9704 | 0 | 53 | Residential_2024_Economic_MW_After Competition Groups_53 | Smart Power Bar | 0% | 0 | 0 | Residential_2024_Economic_MW_After Competition Groups_Smart Power Bar
Residential | Res ¦ Ductless Mini-Split Heat Pump | 2024 | SC A | MW | After Competition Groups | 26.2799 | 0 | 0 | 155.232 | 0.16929 | 1 | Residential_2024_SC A_MW_After Competition Groups_1 | Ductless Mini-Split Heat Pump | 16.93% | 0 | 26.2799 | Residential_2024_SC A_MW_After Competition Groups_Ductless Mini-Split Heat Pump
Residential | Res ¦ Energy Star LED Specialty Bulbs | 2024 | SC A | MW | After Competition Groups | 22.2547 | 0 | 0 | 155.232 | 0.14336 | 2 | Residential_2024_SC A_MW_After Competition Groups_2 | Energy Star LED Specialty Bulbs | 14.34% | 0 | 22.2547 | Residential_2024_SC A_MW_After Competition Groups_Energy Star LED Specialty Bulbs
Residential | Res ¦ Energy Star Clothes Washer | 2024 | SC A | MW | After Competition Groups | 17.5012 | 0 | 0 | 155.232 | 0.11274 | 3 | Residential_2024_SC A_MW_After Competition Groups_3 | Energy Star Clothes Washer | 11.27% | 0 | 17.5012 | Residential_2024_SC A_MW_After Competition Groups_Energy Star Clothes Washer
Residential | Res ¦ Building Recommissioning, Operations and Maintenance (O&M) Improvements | 2024 | SC A | MW | After Competition Groups | 16.516 | 0 | 0 | 155.232 | 0.1064 | 4 | Residential_2024_SC A_MW_After Competition Groups_4 | Building Recommissioning, Operations and Maintenance (O&M) Improvements | 10.64% | 0 | 16.516 | Residential_2024_SC A_MW_After Competition Groups_Building Recommissioning, Operations and Maintenance (O&M) Improvements
Residential | Res ¦ Adaptive Thermostat | 2024 | SC A | MW | After Competition Groups | 10.9651 | 0 | 0 | 155.232 | 0.070637 | 5 | Residential_2024_SC A_MW_After Competition Groups_5 | Adaptive Thermostat | 7.064% | 0 | 10.9651 | Residential_2024_SC A_MW_After Competition Groups_Adaptive Thermostat
Residential | Res ¦ Variable Speed Pool Pump Motor | 2024 | SC A | MW | After Competition Groups | 8.291 | 0 | 0 | 155.232 | 0.05341 | 6 | Residential_2024_SC A_MW_After Competition Groups_6 | Variable Speed Pool Pump Motor | 5.341% | 0 | 8.291 | Residential_2024_SC A_MW_After Competition Groups_Variable Speed Pool Pump Motor
Residential | Res ¦ Energy Star A Line, PAR, MR Lamps | 2024 | SC A | MW | After Competition Groups | 7.911 | 0 | 0 | 155.232 | 0.050962 | 7 | Residential_2024_SC A_MW_After Competition Groups_7 | Energy Star A Line, PAR, MR Lamps | 5.096% | 0 | 7.911 | Residential_2024_SC A_MW_After Competition Groups_Energy Star A Line, PAR, MR Lamps
Residential | Res ¦ Basement Wall Insulation | 2024 | SC A | MW | After Competition Groups | 6.638 | 0 | 0 | 155.232 | 0.042762 | 8 | Residential_2024_SC A_MW_After Competition Groups_8 | Basement Wall Insulation | 4.276% | 0 | 6.638 | Residential_2024_SC A_MW_After Competition Groups_Basement Wall Insulation
Residential | Res ¦ Energy Star Air Source Heat Pump | 2024 | SC A | MW | After Competition Groups | 4.6562 | 0 | 0 | 155.232 | 0.029995 | 9 | Residential_2024_SC A_MW_After Competition Groups_9 | Energy Star Air Source Heat Pump | 3% | 0 | 4.6562 | Residential_2024_SC A_MW_After Competition Groups_Energy Star Air Source Heat Pump
Residential | Res ¦ Energy Star Room Air Conditioner | 2024 | SC A | MW | After Competition Groups | 4.1724 | 0 | 0 | 155.232 | 0.026878 | 10 | Residential_2024_SC A_MW_After Competition Groups_10 | Energy Star Room Air Conditioner | 2.688% | 0 | 4.1724 | Residential_2024_SC A_MW_After Competition Groups_Energy Star Room Air Conditioner
Residential | Res ¦ High Efficiency Chiller (avg of water and air cooled) | 2024 | SC A | MW | After Competition Groups | 4.1548 | 0 | 0 | 155.232 | 0.026765 | 11 | Residential_2024_SC A_MW_After Competition Groups_11 | High Efficiency Chiller (avg of water and air cooled) | 2.676% | 0 | 4.1548 | Residential_2024_SC A_MW_After Competition Groups_High Efficiency Chiller (avg of water and air cooled)
Residential | Res ¦ Attic Insulation | 2024 | SC A | MW | After Competition Groups | 2.3144 | 0 | 0 | 155.232 | 0.014909 | 12 | Residential_2024_SC A_MW_After Competition Groups_12 | Attic Insulation | 1.491% | 0 | 2.3144 | Residential_2024_SC A_MW_After Competition Groups_Attic Insulation
Residential | Res ¦ Occupancy Sensors MF | 2024 | SC A | MW | After Competition Groups | 2.3135 | 0 | 0 | 155.232 | 0.014903 | 13 | Residential_2024_SC A_MW_After Competition Groups_13 | Occupancy Sensors MF | 1.49% | 0 | 2.3135 | Residential_2024_SC A_MW_After Competition Groups_Occupancy Sensors MF
Residential | Res ¦ Energy Star Clothes Dryer | 2024 | SC A | MW | After Competition Groups | 2.14 | 0 | 0 | 155.232 | 0.013786 | 14 | Residential_2024_SC A_MW_After Competition Groups_14 | Energy Star Clothes Dryer | 1.379% | 0 | 2.14 | Residential_2024_SC A_MW_After Competition Groups_Energy Star Clothes Dryer
Residential | Res ¦ Energy Star Torchiere | 2024 | SC A | MW | After Competition Groups | 2.136 | 0 | 0 | 155.232 | 0.01376 | 15 | Residential_2024_SC A_MW_After Competition Groups_15 | Energy Star Torchiere | 1.376% | 0 | 2.136 | Residential_2024_SC A_MW_After Competition Groups_Energy Star Torchiere
Residential | Res ¦ LED Tube Re-Lamp | 2024 | SC A | MW | After Competition Groups | 2.1294 | 0 | 0 | 155.232 | 0.013718 | 16 | Residential_2024_SC A_MW_After Competition Groups_16 | LED Tube Re-Lamp | 1.372% | 0 | 2.1294 | Residential_2024_SC A_MW_After Competition Groups_LED Tube Re-Lamp
Residential | Res ¦ Advanced BAS/Controllers | 2024 | SC A | MW | After Competition Groups | 1.6015 | 0 | 0 | 155.232 | 0.010317 | 17 | Residential_2024_SC A_MW_After Competition Groups_17 | Advanced BAS/Controllers | 1.032% | 0 | 1.6015 | Residential_2024_SC A_MW_After Competition Groups_Advanced BAS/Controllers
Residential | Res ¦ ENERGY STAR LED LAMPS (REFLECTOR LAMPs/MR16/PAR 16) | 2024 | SC A | MW | After Competition Groups | 1.4421 | 0 | 0 | 155.232 | 0.0092898 | 18 | Residential_2024_SC A_MW_After Competition Groups_18 | ENERGY STAR LED LAMPS (REFLECTOR LAMPs/MR16/PAR 16) | 0.929% | 0 | 1.4421 | Residential_2024_SC A_MW_After Competition Groups_ENERGY STAR LED LAMPS (REFLECTOR LAMPs/MR16/PAR 16)
Residential | Res ¦ Energy Star LED Bulbs General Purpose LEDs | 2024 | SC A | MW | After Competition Groups | 1.39 | 0 | 0 | 155.232 | 0.0089545 | 19 | Residential_2024_SC A_MW_After Competition Groups_19 | Energy Star LED Bulbs General Purpose LEDs | 0.8955% | 0 | 1.39 | Residential_2024_SC A_MW_After Competition Groups_Energy Star LED Bulbs General Purpose LEDs
Residential | Res ¦ Refrigerator Recycling | 2024 | SC A | MW | After Competition Groups | 1.3666 | 0 | 0 | 155.232 | 0.0088034 | 20 | Residential_2024_SC A_MW_After Competition Groups_20 | Refrigerator Recycling | 0.8803% | 0 | 1.3666 | Residential_2024_SC A_MW_After Competition Groups_Refrigerator Recycling
Residential | Res ¦ Minimize Hot and Warm Clothes Wash | 2024 | SC A | MW | After Competition Groups | 1.22 | 0 | 0 | 155.232 | 0.0078591 | 21 | Residential_2024_SC A_MW_After Competition Groups_21 | Minimize Hot and Warm Clothes Wash | 0.7859% | 0 | 1.22 | Residential_2024_SC A_MW_After Competition Groups_Minimize Hot and Warm Clothes Wash
Residential | Res ¦ Energy Star Light Fixture | 2024 | SC A | MW | After Competition Groups | 0.96798 | 0 | 0 | 155.232 | 0.0062357 | 22 | Residential_2024_SC A_MW_After Competition Groups_22 | Energy Star Light Fixture | 0.6236% | 0 | 0.96798 | Residential_2024_SC A_MW_After Competition Groups_Energy Star Light Fixture
Residential | Res ¦ Outside Air Economizer | 2024 | SC A | MW | After Competition Groups | 0.95315 | 0 | 0 | 155.232 | 0.0061402 | 23 | Residential_2024_SC A_MW_After Competition Groups_23 | Outside Air Economizer | 0.614% | 0 | 0.95315 | Residential_2024_SC A_MW_After Competition Groups_Outside Air Economizer
Residential | Res ¦ Air Sealing | 2024 | SC A | MW | After Competition Groups | 0.82198 | 0 | 0 | 155.232 | 0.0052952 | 24 | Residential_2024_SC A_MW_After Competition Groups_24 | Air Sealing | 0.5295% | 0 | 0.82198 | Residential_2024_SC A_MW_After Competition Groups_Air Sealing
Residential | Res ¦ Home Energy Reports | 2024 | SC A | MW | After Competition Groups | 0.71161 | 0 | 0 | 155.232 | 0.0045842 | 25 | Residential_2024_SC A_MW_After Competition Groups_25 | Home Energy Reports | 0.4584% | 0 | 0.71161 | Residential_2024_SC A_MW_After Competition Groups_Home Energy Reports
Residential | Res ¦ LED Parking Lot Fixture | 2024 | SC A | MW | After Competition Groups | 0.52977 | 0 | 0 | 155.232 | 0.0034127 | 26 | Residential_2024_SC A_MW_After Competition Groups_26 | LED Parking Lot Fixture | 0.3413% | 0 | 0.52977 | Residential_2024_SC A_MW_After Competition Groups_LED Parking Lot Fixture
Residential | Res ¦ Energy Star Freezer | 2024 | SC A | MW | After Competition Groups | 0.46964 | 0 | 0 | 155.232 | 0.0030254 | 27 | Residential_2024_SC A_MW_After Competition Groups_27 | Energy Star Freezer | 0.3025% | 0 | 0.46964 | Residential_2024_SC A_MW_After Competition Groups_Energy Star Freezer
Residential | Res ¦ Furnace Whistle | 2024 | SC A | MW | After Competition Groups | 0.40825 | 0 | 0 | 155.232 | 0.0026299 | 28 | Residential_2024_SC A_MW_After Competition Groups_28 | Furnace Whistle | 0.263% | 0 | 0.40825 | Residential_2024_SC A_MW_After Competition Groups_Furnace Whistle
Residential | Res ¦ ENERGY STAR LED Lamps (General Service Lamps) | 2024 | SC A | MW | After Competition Groups | 0.34434 | 0 | 0 | 155.232 | 0.0022182 | 29 | Residential_2024_SC A_MW_After Competition Groups_29 | ENERGY STAR LED Lamps (General Service Lamps) | 0.2218% | 0 | 0.34434 | Residential_2024_SC A_MW_After Competition Groups_ENERGY STAR LED Lamps (General Service Lamps)
Residential | Res ¦ Variable Frequency Drive (VFD) | 2024 | SC A | MW | After Competition Groups | 0.33647 | 0 | 0 | 155.232 | 0.0021676 | 30 | Residential_2024_SC A_MW_After Competition Groups_30 | Variable Frequency Drive (VFD) | 0.2168% | 0 | 0.33647 | Residential_2024_SC A_MW_After Competition Groups_Variable Frequency Drive (VFD)
Residential | Res ¦ Comprehensive Draft Proofing | 2024 | SC A | MW | After Competition Groups | 0.33327 | 0 | 0 | 155.232 | 0.0021469 | 31 | Residential_2024_SC A_MW_After Competition Groups_31 | Comprehensive Draft Proofing | 0.2147% | 0 | 0.33327 | Residential_2024_SC A_MW_After Competition Groups_Comprehensive Draft Proofing
Residential | Res ¦ CO Sensors for parking garage exhaust fans | 2024 | SC A | MW | After Competition Groups | 0.2555 | 0 | 0 | 155.232 | 0.0016459 | 32 | Residential_2024_SC A_MW_After Competition Groups_32 | CO Sensors for parking garage exhaust fans | 0.1646% | 0 | 0.2555 | Residential_2024_SC A_MW_After Competition Groups_CO Sensors for parking garage exhaust fans
Residential | Res ¦ LED Exterior Area Lights - LED Fixture (200W) | 2024 | SC A | MW | After Competition Groups | 0.25383 | 0 | 0 | 155.232 | 0.0016352 | 33 | Residential_2024_SC A_MW_After Competition Groups_33 | LED Exterior Area Lights - LED Fixture (200W) | 0.1635% | 0 | 0.25383 | Residential_2024_SC A_MW_After Competition Groups_LED Exterior Area Lights - LED Fixture (200W)
Residential | Res ¦ Demand Control Ventilation | 2024 | SC A | MW | After Competition Groups | 0.23887 | 0 | 0 | 155.232 | 0.0015388 | 34 | Residential_2024_SC A_MW_After Competition Groups_34 | Demand Control Ventilation | 0.1539% | 0 | 0.23887 | Residential_2024_SC A_MW_After Competition Groups_Demand Control Ventilation
Residential | Res ¦ Water Heater Temperature Setback | 2024 | SC A | MW | After Competition Groups | 0.21125 | 0 | 0 | 155.232 | 0.0013609 | 35 | Residential_2024_SC A_MW_After Competition Groups_35 | Water Heater Temperature Setback | 0.1361% | 0 | 0.21125 | Residential_2024_SC A_MW_After Competition Groups_Water Heater Temperature Setback
Residential | Res ¦ Energy Star Dehumidifier | 2024 | SC A | MW | After Competition Groups | 0.18007 | 0 | 0 | 155.232 | 0.00116 | 36 | Residential_2024_SC A_MW_After Competition Groups_36 | Energy Star Dehumidifier | 0.116% | 0 | 0.18007 | Residential_2024_SC A_MW_After Competition Groups_Energy Star Dehumidifier
Residential | Res ¦ Floor Insulation | 2024 | SC A | MW | After Competition Groups | 0.16632 | 0 | 0 | 155.232 | 0.0010714 | 37 | Residential_2024_SC A_MW_After Competition Groups_37 | Floor Insulation | 0.1071% | 0 | 0.16632 | Residential_2024_SC A_MW_After Competition Groups_Floor Insulation
Residential | Res ¦ Clothes Drying Racks | 2024 | SC A | MW | After Competition Groups | 0.15535 | 0 | 0 | 155.232 | 0.0010007 | 38 | Residential_2024_SC A_MW_After Competition Groups_38 | Clothes Drying Racks | 0.1001% | 0 | 0.15535 | Residential_2024_SC A_MW_After Competition Groups_Clothes Drying Racks
Residential | Res ¦ Duct Insulation | 2024 | SC A | MW | After Competition Groups | 0.1024 | 0 | 0 | 155.232 | 0.00065966 | 39 | Residential_2024_SC A_MW_After Competition Groups_39 | Duct Insulation | 0.06597% | 0 | 0.1024 | Residential_2024_SC A_MW_After Competition Groups_Duct Insulation
Residential | Res ¦ VFD on Pumps | 2024 | SC A | MW | After Competition Groups | 0.095983 | 0 | 0 | 155.232 | 0.00061832 | 40 | Residential_2024_SC A_MW_After Competition Groups_40 | VFD on Pumps | 0.06183% | 0 | 0.095983 | Residential_2024_SC A_MW_After Competition Groups_VFD on Pumps
Residential | Res ¦ Condensing Make Up Air Unit | 2024 | SC A | MW | After Competition Groups | 0.074601 | 0 | 0 | 155.232 | 0.00048058 | 41 | Residential_2024_SC A_MW_After Competition Groups_41 | Condensing Make Up Air Unit | 0.04806% | 0 | 0.074601 | Residential_2024_SC A_MW_After Competition Groups_Condensing Make Up Air Unit
Residential | Res ¦ Duct Insulation MF | 2024 | SC A | MW | After Competition Groups | 0.058121 | 0 | 0 | 155.232 | 0.00037442 | 42 | Residential_2024_SC A_MW_After Competition Groups_42 | Duct Insulation MF | 0.03744% | 0 | 0.058121 | Residential_2024_SC A_MW_After Competition Groups_Duct Insulation MF
Residential | Res ¦ ECM MOTORS FOR HVAC APPLICATION (FAN-POWERED VAV BOX) | 2024 | SC A | MW | After Competition Groups | 0.053715 | 0 | 0 | 155.232 | 0.00034603 | 43 | Residential_2024_SC A_MW_After Competition Groups_43 | ECM MOTORS FOR HVAC APPLICATION (FAN-POWERED VAV BOX) | 0.0346% | 0 | 0.053715 | Residential_2024_SC A_MW_After Competition Groups_ECM MOTORS FOR HVAC APPLICATION (FAN-POWERED VAV BOX)
Residential | Res ¦ Heat Recovery Ventilator | 2024 | SC A | MW | After Competition Groups | 0.035879 | 0 | 0 | 155.232 | 0.00023113 | 44 | Residential_2024_SC A_MW_After Competition Groups_44 | Heat Recovery Ventilator | 0.02311% | 0 | 0.035879 | Residential_2024_SC A_MW_After Competition Groups_Heat Recovery Ventilator
Residential | Res ¦ Chilled Water Optimization | 2024 | SC A | MW | After Competition Groups | 0.034628 | 0 | 0 | 155.232 | 0.00022307 | 45 | Residential_2024_SC A_MW_After Competition Groups_45 | Chilled Water Optimization | 0.02231% | 0 | 0.034628 | Residential_2024_SC A_MW_After Competition Groups_Chilled Water Optimization
Residential | Res ¦ Beverage Vending Machine Controls | 2024 | SC A | MW | After Competition Groups | 0.026657 | 0 | 0 | 155.232 | 0.00017172 | 46 | Residential_2024_SC A_MW_After Competition Groups_46 | Beverage Vending Machine Controls | 0.01717% | 0 | 0.026657 | Residential_2024_SC A_MW_After Competition Groups_Beverage Vending Machine Controls
Residential | Res ¦ Tankless Water Heater | 2024 | SC A | MW | After Competition Groups | 0.011087 | 0 | 0 | 155.232 | 7.1423e-05 | 47 | Residential_2024_SC A_MW_After Competition Groups_47 | Tankless Water Heater | 0.007142% | 0 | 0.011087 | Residential_2024_SC A_MW_After Competition Groups_Tankless Water Heater
Residential | Res ¦ LED High Bay Fixture | 2024 | SC A | MW | After Competition Groups | 0.0052564 | 0 | 0 | 155.232 | 3.3862e-05 | 48 | Residential_2024_SC A_MW_After Competition Groups_48 | LED High Bay Fixture | 0.003386% | 0 | 0.0052564 | Residential_2024_SC A_MW_After Competition Groups_LED High Bay Fixture
Residential | Res ¦ Wall Insulation MF | 2024 | SC A | MW | After Competition Groups | 0.0011644 | 0 | 0 | 155.232 | 7.5008e-06 | 49 | Residential_2024_SC A_MW_After Competition Groups_49 | Wall Insulation MF | 0.0007501% | 0 | 0.0011644 | Residential_2024_SC A_MW_After Competition Groups_Wall Insulation MF
Residential | Res ¦ Wall Insulation | 2024 | SC A | MW | After Competition Groups | 0.00099983 | 0 | 0 | 155.232 | 6.4409e-06 | 50 | Residential_2024_SC A_MW_After Competition Groups_50 | Wall Insulation | 0.0006441% | 0 | 0.00099983 | Residential_2024_SC A_MW_After Competition Groups_Wall Insulation
Residential | Res ¦ Freezer Recycling | 2024 | SC A | MW | After Competition Groups | 0.00013113 | 0 | 0 | 155.232 | 8.4476e-07 | 51 | Residential_2024_SC A_MW_After Competition Groups_51 | Freezer Recycling | 8.448e-05% | 0 | 0.00013113 | Residential_2024_SC A_MW_After Competition Groups_Freezer Recycling
Residential | Res ¦ LED Downlight | 2024 | SC A | MW | After Competition Groups | 0 | 0 | 0 | 155.232 | 0 | 52 | Residential_2024_SC A_MW_After Competition Groups_52 | LED Downlight | 0% | 0 | 0 | Residential_2024_SC A_MW_After Competition Groups_LED Downlight
Residential | Res ¦ Smart Burners | 2024 | SC A | MW | After Competition Groups | 0 | 0 | 0 | 155.232 | 0 | 53 | Residential_2024_SC A_MW_After Competition Groups_53 | Smart Burners | 0% | 0 | 0 | Residential_2024_SC A_MW_After Competition Groups_Smart Burners
Residential | Res ¦ Smart Power Bar | 2024 | SC A | MW | After Competition Groups | 0 | 0 | 0 | 155.232 | 0 | 54 | Residential_2024_SC A_MW_After Competition Groups_54 | Smart Power Bar | 0% | 0 | 0 | Residential_2024_SC A_MW_After Competition Groups_Smart Power Bar
Residential | Res ¦ Building Recommissioning, Operations and Maintenance (O&M) Improvements | 2024 | SC B | MW | After Competition Groups | 42.7665 | 0 | 0 | 284.7787 | 0.15017 | 1 | Residential_2024_SC B_MW_After Competition Groups_1 | Building Recommissioning, Operations and Maintenance (O&M) Improvements | 15.02% | 0 | 42.7665 | Residential_2024_SC B_MW_After Competition Groups_Building Recommissioning, Operations and Maintenance (O&M) Improvements
Residential | Res ¦ Ductless Mini-Split Heat Pump | 2024 | SC B | MW | After Competition Groups | 33.2804 | 0 | 0 | 284.7787 | 0.11686 | 2 | Residential_2024_SC B_MW_After Competition Groups_2 | Ductless Mini-Split Heat Pump | 11.69% | 0 | 33.2804 | Residential_2024_SC B_MW_After Competition Groups_Ductless Mini-Split Heat Pump
Residential | Res ¦ Variable Speed Pool Pump Motor | 2024 | SC B | MW | After Competition Groups | 30.5448 | 0 | 0 | 284.7787 | 0.10726 | 3 | Residential_2024_SC B_MW_After Competition Groups_3 | Variable Speed Pool Pump Motor | 10.73% | 0 | 30.5448 | Residential_2024_SC B_MW_After Competition Groups_Variable Speed Pool Pump Motor
Residential | Res ¦ Energy Star Clothes Washer | 2024 | SC B | MW | After Competition Groups | 29.3025 | 0 | 0 | 284.7787 | 0.1029 | 4 | Residential_2024_SC B_MW_After Competition Groups_4 | Energy Star Clothes Washer | 10.29% | 0 | 29.3025 | Residential_2024_SC B_MW_After Competition Groups_Energy Star Clothes Washer
Residential | Res ¦ Adaptive Thermostat | 2024 | SC B | MW | After Competition Groups | 25.0187 | 0 | 0 | 284.7787 | 0.087853 | 5 | Residential_2024_SC B_MW_After Competition Groups_5 | Adaptive Thermostat | 8.785% | 0 | 25.0187 | Residential_2024_SC B_MW_After Competition Groups_Adaptive Thermostat
Residential | Res ¦ Energy Star LED Bulbs General Purpose LEDs | 2024 | SC B | MW | After Competition Groups | 11.7472 | 0 | 0 | 284.7787 | 0.04125 | 6 | Residential_2024_SC B_MW_After Competition Groups_6 | Energy Star LED Bulbs General Purpose LEDs | 4.125% | 0 | 11.7472 | Residential_2024_SC B_MW_After Competition Groups_Energy Star LED Bulbs General Purpose LEDs
Residential | Res ¦ Energy Star A Line, PAR, MR Lamps | 2024 | SC B | MW | After Competition Groups | 11.1499 | 0 | 0 | 284.7787 | 0.039153 | 7 | Residential_2024_SC B_MW_After Competition Groups_7 | Energy Star A Line, PAR, MR Lamps | 3.915% | 0 | 11.1499 | Residential_2024_SC B_MW_After Competition Groups_Energy Star A Line, PAR, MR Lamps
Residential | Res ¦ Energy Star LED Specialty Bulbs | 2024 | SC B | MW | After Competition Groups | 10.7265 | 0 | 0 | 284.7787 | 0.037666 | 8 | Residential_2024_SC B_MW_After Competition Groups_8 | Energy Star LED Specialty Bulbs | 3.767% | 0 | 10.7265 | Residential_2024_SC B_MW_After Competition Groups_Energy Star LED Specialty Bulbs
Residential | Res ¦ Energy Star Room Air Conditioner | 2024 | SC B | MW | After Competition Groups | 8.4151 | 0 | 0 | 284.7787 | 0.02955 | 9 | Residential_2024_SC B_MW_After Competition Groups_9 | Energy Star Room Air Conditioner | 2.955% | 0 | 8.4151 | Residential_2024_SC B_MW_After Competition Groups_Energy Star Room Air Conditioner
Residential | Res ¦ Energy Star Air Source Heat Pump | 2024 | SC B | MW | After Competition Groups | 7.0243 | 0 | 0 | 284.7787 | 0.024666 | 10 | Residential_2024_SC B_MW_After Competition Groups_10 | Energy Star Air Source Heat Pump | 2.467% | 0 | 7.0243 | Residential_2024_SC B_MW_After Competition Groups_Energy Star Air Source Heat Pump
Residential | Res ¦ Basement Wall Insulation | 2024 | SC B | MW | After Competition Groups | 6.6926 | 0 | 0 | 284.7787 | 0.023501 | 11 | Residential_2024_SC B_MW_After Competition Groups_11 | Basement Wall Insulation | 2.35% | 0 | 6.6926 | Residential_2024_SC B_MW_After Competition Groups_Basement Wall Insulation
Residential | Res ¦ Advanced BAS/Controllers | 2024 | SC B | MW | After Competition Groups | 6.2585 | 0 | 0 | 284.7787 | 0.021977 | 12 | Residential_2024_SC B_MW_After Competition Groups_12 | Advanced BAS/Controllers | 2.198% | 0 | 6.2585 | Residential_2024_SC B_MW_After Competition Groups_Advanced BAS/Controllers
Residential | Res ¦ Occupancy Sensors MF | 2024 | SC B | MW | After Competition Groups | 6.0048 | 0 | 0 | 284.7787 | 0.021086 | 13 | Residential_2024_SC B_MW_After Competition Groups_13 | Occupancy Sensors MF | 2.109% | 0 | 6.0048 | Residential_2024_SC B_MW_After Competition Groups_Occupancy Sensors MF
Residential | Res ¦ Clothes Drying Racks | 2024 | SC B | MW | After Competition Groups | 5.789 | 0 | 0 | 284.7787 | 0.020328 | 14 | Residential_2024_SC B_MW_After Competition Groups_14 | Clothes Drying Racks | 2.033% | 0 | 5.789 | Residential_2024_SC B_MW_After Competition Groups_Clothes Drying Racks
Residential | Res ¦ Attic Insulation | 2024 | SC B | MW | After Competition Groups | 5.162 | 0 | 0 | 284.7787 | 0.018126 | 15 | Residential_2024_SC B_MW_After Competition Groups_15 | Attic Insulation | 1.813% | 0 | 5.162 | Residential_2024_SC B_MW_After Competition Groups_Attic Insulation
Residential | Res ¦ Refrigerator Recycling | 2024 | SC B | MW | After Competition Groups | 4.9081 | 0 | 0 | 284.7787 | 0.017235 | 16 | Residential_2024_SC B_MW_After Competition Groups_16 | Refrigerator Recycling | 1.723% | 0 | 4.9081 | Residential_2024_SC B_MW_After Competition Groups_Refrigerator Recycling
Residential | Res ¦ Freezer Recycling | 2024 | SC B | MW | After Competition Groups | 4.5587 | 0 | 0 | 284.7787 | 0.016008 | 17 | Residential_2024_SC B_MW_After Competition Groups_17 | Freezer Recycling | 1.601% | 0 | 4.5587 | Residential_2024_SC B_MW_After Competition Groups_Freezer Recycling
Residential | Res ¦ High Efficiency Chiller (avg of water and air cooled) | 2024 | SC B | MW | After Competition Groups | 4.2813 | 0 | 0 | 284.7787 | 0.015034 | 18 | Residential_2024_SC B_MW_After Competition Groups_18 | High Efficiency Chiller (avg of water and air cooled) | 1.503% | 0 | 4.2813 | Residential_2024_SC B_MW_After Competition Groups_High Efficiency Chiller (avg of water and air cooled)
Residential | Res ¦ Energy Star Clothes Dryer | 2024 | SC B | MW | After Competition Groups | 4.1777 | 0 | 0 | 284.7787 | 0.01467 | 19 | Residential_2024_SC B_MW_After Competition Groups_19 | Energy Star Clothes Dryer | 1.467% | 0 | 4.1777 | Residential_2024_SC B_MW_After Competition Groups_Energy Star Clothes Dryer
Residential | Res ¦ Energy Star Torchiere | 2024 | SC B | MW | After Competition Groups | 3.1698 | 0 | 0 | 284.7787 | 0.011131 | 20 | Residential_2024_SC B_MW_After Competition Groups_20 | Energy Star Torchiere | 1.113% | 0 | 3.1698 | Residential_2024_SC B_MW_After Competition Groups_Energy Star Torchiere
Residential | Res ¦ LED Tube Re-Lamp | 2024 | SC B | MW | After Competition Groups | 2.1294 | 0 | 0 | 284.7787 | 0.0074774 | 21 | Residential_2024_SC B_MW_After Competition Groups_21 | LED Tube Re-Lamp | 0.7477% | 0 | 2.1294 | Residential_2024_SC B_MW_After Competition Groups_LED Tube Re-Lamp
Residential | Res ¦ Energy Star Dehumidifier | 2024 | SC B | MW | After Competition Groups | 1.9164 | 0 | 0 | 284.7787 | 0.0067294 | 22 | Residential_2024_SC B_MW_After Competition Groups_22 | Energy Star Dehumidifier | 0.6729% | 0 | 1.9164 | Residential_2024_SC B_MW_After Competition Groups_Energy Star Dehumidifier
Residential | Res ¦ Outside Air Economizer | 2024 | SC B | MW | After Competition Groups | 1.673 | 0 | 0 | 284.7787 | 0.0058747 | 23 | Residential_2024_SC B_MW_After Competition Groups_23 | Outside Air Economizer | 0.5875% | 0 | 1.673 | Residential_2024_SC B_MW_After Competition Groups_Outside Air Economizer
Residential | Res ¦ ENERGY STAR LED LAMPS (REFLECTOR LAMPs/MR16/PAR 16) | 2024 | SC B | MW | After Competition Groups | 1.4421 | 0 | 0 | 284.7787 | 0.0050638 | 24 | Residential_2024_SC B_MW_After Competition Groups_24 | ENERGY STAR LED LAMPS (REFLECTOR LAMPs/MR16/PAR 16) | 0.5064% | 0 | 1.4421 | Residential_2024_SC B_MW_After Competition Groups_ENERGY STAR LED LAMPS (REFLECTOR LAMPs/MR16/PAR 16)
Residential | Res ¦ Air Sealing | 2024 | SC B | MW | After Competition Groups | 1.4235 | 0 | 0 | 284.7787 | 0.0049986 | 25 | Residential_2024_SC B_MW_After Competition Groups_25 | Air Sealing | 0.4999% | 0 | 1.4235 | Residential_2024_SC B_MW_After Competition Groups_Air Sealing
Residential | Res ¦ Energy Star Light Fixture | 2024 | SC B | MW | After Competition Groups | 1.3605 | 0 | 0 | 284.7787 | 0.0047775 | 26 | Residential_2024_SC B_MW_After Competition Groups_26 | Energy Star Light Fixture | 0.4777% | 0 | 1.3605 | Residential_2024_SC B_MW_After Competition Groups_Energy Star Light Fixture
Residential | Res ¦ Floor Insulation | 2024 | SC B | MW | After Competition Groups | 1.3524 | 0 | 0 | 284.7787 | 0.0047488 | 27 | Residential_2024_SC B_MW_After Competition Groups_27 | Floor Insulation | 0.4749% | 0 | 1.3524 | Residential_2024_SC B_MW_After Competition Groups_Floor Insulation
Residential | Res ¦ Minimize Hot and Warm Clothes Wash | 2024 | SC B | MW | After Competition Groups | 1.22 | 0 | 0 | 284.7787 | 0.004284 | 28 | Residential_2024_SC B_MW_After Competition Groups_28 | Minimize Hot and Warm Clothes Wash | 0.4284% | 0 | 1.22 | Residential_2024_SC B_MW_After Competition Groups_Minimize Hot and Warm Clothes Wash
Residential | Res ¦ Energy Star Freezer | 2024 | SC B | MW | After Competition Groups | 1.1752 | 0 | 0 | 284.7787 | 0.0041268 | 29 | Residential_2024_SC B_MW_After Competition Groups_29 | Energy Star Freezer | 0.4127% | 0 | 1.1752 | Residential_2024_SC B_MW_After Competition Groups_Energy Star Freezer
Residential | Res ¦ Duct Insulation | 2024 | SC B | MW | After Competition Groups | 1.1709 | 0 | 0 | 284.7787 | 0.0041115 | 30 | Residential_2024_SC B_MW_After Competition Groups_30 | Duct Insulation | 0.4111% | 0 | 1.1709 | Residential_2024_SC B_MW_After Competition Groups_Duct Insulation
Residential | Res ¦ Demand Control Ventilation | 2024 | SC B | MW | After Competition Groups | 1.0998 | 0 | 0 | 284.7787 | 0.0038621 | 31 | Residential_2024_SC B_MW_After Competition Groups_31 | Demand Control Ventilation | 0.3862% | 0 | 1.0998 | Residential_2024_SC B_MW_After Competition Groups_Demand Control Ventilation
Residential | Res ¦ Furnace Whistle | 2024 | SC B | MW | After Competition Groups | 1.0571 | 0 | 0 | 284.7787 | 0.0037121 | 32 | Residential_2024_SC B_MW_After Competition Groups_32 | Furnace Whistle | 0.3712% | 0 | 1.0571 | Residential_2024_SC B_MW_After Competition Groups_Furnace Whistle
Residential | Res ¦ Comprehensive Draft Proofing | 2024 | SC B | MW | After Competition Groups | 0.89828 | 0 | 0 | 284.7787 | 0.0031543 | 33 | Residential_2024_SC B_MW_After Competition Groups_33 | Comprehensive Draft Proofing | 0.3154% | 0 | 0.89828 | Residential_2024_SC B_MW_After Competition Groups_Comprehensive Draft Proofing
Residential | Res ¦ Variable Frequency Drive (VFD) | 2024 | SC B | MW | After Competition Groups | 0.87122 | 0 | 0 | 284.7787 | 0.0030593 | 34 | Residential_2024_SC B_MW_After Competition Groups_34 | Variable Frequency Drive (VFD) | 0.3059% | 0 | 0.87122 | Residential_2024_SC B_MW_After Competition Groups_Variable Frequency Drive (VFD)
Residential | Res ¦ CO Sensors for parking garage exhaust fans | 2024 | SC B | MW | After Competition Groups | 0.8192 | 0 | 0 | 284.7787 | 0.0028766 | 35 | Residential_2024_SC B_MW_After Competition Groups_35 | CO Sensors for parking garage exhaust fans | 0.2877% | 0 | 0.8192 | Residential_2024_SC B_MW_After Competition Groups_CO Sensors for parking garage exhaust fans
Residential | Res ¦ Home Energy Reports | 2024 | SC B | MW | After Competition Groups | 0.71161 | 0 | 0 | 284.7787 | 0.0024988 | 36 | Residential_2024_SC B_MW_After Competition Groups_36 | Home Energy Reports | 0.2499% | 0 | 0.71161 | Residential_2024_SC B_MW_After Competition Groups_Home Energy Reports
Residential | Res ¦ LED Parking Lot Fixture | 2024 | SC B | MW | After Competition Groups | 0.59643 | 0 | 0 | 284.7787 | 0.0020944 | 37 | Residential_2024_SC B_MW_After Competition Groups_37 | LED Parking Lot Fixture | 0.2094% | 0 | 0.59643 | Residential_2024_SC B_MW_After Competition Groups_LED Parking Lot Fixture
Residential | Res ¦ Water Heater Temperature Setback | 2024 | SC B | MW | After Competition Groups | 0.55103 | 0 | 0 | 284.7787 | 0.0019349 | 38 | Residential_2024_SC B_MW_After Competition Groups_38 | Water Heater Temperature Setback | 0.1935% | 0 | 0.55103 | Residential_2024_SC B_MW_After Competition Groups_Water Heater Temperature Setback
Residential | Res ¦ Duct Insulation MF | 2024 | SC B | MW | After Competition Groups | 0.52152 | 0 | 0 | 284.7787 | 0.0018313 | 39 | Residential_2024_SC B_MW_After Competition Groups_39 | Duct Insulation MF | 0.1831% | 0 | 0.52152 | Residential_2024_SC B_MW_After Competition Groups_Duct Insulation MF
Residential | Res ¦ ENERGY STAR LED Lamps (General Service Lamps) | 2024 | SC B | MW | After Competition Groups | 0.34434 | 0 | 0 | 284.7787 | 0.0012092 | 40 | Residential_2024_SC B_MW_After Competition Groups_40 | ENERGY STAR LED Lamps (General Service Lamps) | 0.1209% | 0 | 0.34434 | Residential_2024_SC B_MW_After Competition Groups_ENERGY STAR LED Lamps (General Service Lamps)
Residential | Res ¦ Condensing Make Up Air Unit | 2024 | SC B | MW | After Competition Groups | 0.31899 | 0 | 0 | 284.7787 | 0.0011201 | 41 | Residential_2024_SC B_MW_After Competition Groups_41 | Condensing Make Up Air Unit | 0.112% | 0 | 0.31899 | Residential_2024_SC B_MW_After Competition Groups_Condensing Make Up Air Unit
Residential | Res ¦ Heat Recovery Ventilator | 2024 | SC B | MW | After Competition Groups | 0.30481 | 0 | 0 | 284.7787 | 0.0010703 | 42 | Residential_2024_SC B_MW_After Competition Groups_42 | Heat Recovery Ventilator | 0.107% | 0 | 0.30481 | Residential_2024_SC B_MW_After Competition Groups_Heat Recovery Ventilator
Residential | Res ¦ VFD on Pumps | 2024 | SC B | MW | After Competition Groups | 0.2679 | 0 | 0 | 284.7787 | 0.00094075 | 43 | Residential_2024_SC B_MW_After Competition Groups_43 | VFD on Pumps | 0.09407% | 0 | 0.2679 | Residential_2024_SC B_MW_After Competition Groups_VFD on Pumps
Residential | Res ¦ LED Exterior Area Lights - LED Fixture (200W) | 2024 | SC B | MW | After Competition Groups | 0.25383 | 0 | 0 | 284.7787 | 0.00089133 | 44 | Residential_2024_SC B_MW_After Competition Groups_44 | LED Exterior Area Lights - LED Fixture (200W) | 0.08913% | 0 | 0.25383 | Residential_2024_SC B_MW_After Competition Groups_LED Exterior Area Lights - LED Fixture (200W)
Residential | Res ¦ ECM MOTORS FOR HVAC APPLICATION (FAN-POWERED VAV BOX) | 2024 | SC B | MW | After Competition Groups | 0.13272 | 0 | 0 | 284.7787 | 0.00046604 | 45 | Residential_2024_SC B_MW_After Competition Groups_45 | ECM MOTORS FOR HVAC APPLICATION (FAN-POWERED VAV BOX) | 0.0466% | 0 | 0.13272 | Residential_2024_SC B_MW_After Competition Groups_ECM MOTORS FOR HVAC APPLICATION (FAN-POWERED VAV BOX)
Residential | Res ¦ Beverage Vending Machine Controls | 2024 | SC B | MW | After Competition Groups | 0.073845 | 0 | 0 | 284.7787 | 0.00025931 | 46 | Residential_2024_SC B_MW_After Competition Groups_46 | Beverage Vending Machine Controls | 0.02593% | 0 | 0.073845 | Residential_2024_SC B_MW_After Competition Groups_Beverage Vending Machine Controls
Residential | Res ¦ Chilled Water Optimization | 2024 | SC B | MW | After Competition Groups | 0.046816 | 0 | 0 | 284.7787 | 0.00016439 | 47 | Residential_2024_SC B_MW_After Competition Groups_47 | Chilled Water Optimization | 0.01644% | 0 | 0.046816 | Residential_2024_SC B_MW_After Competition Groups_Chilled Water Optimization
Residential | Res ¦ Tankless Water Heater | 2024 | SC B | MW | After Competition Groups | 0.034647 | 0 | 0 | 284.7787 | 0.00012166 | 48 | Residential_2024_SC B_MW_After Competition Groups_48 | Tankless Water Heater | 0.01217% | 0 | 0.034647 | Residential_2024_SC B_MW_After Competition Groups_Tankless Water Heater
Residential | Res ¦ Wall Insulation | 2024 | SC B | MW | After Competition Groups | 0.019438 | 0 | 0 | 284.7787 | 6.8257e-05 | 49 | Residential_2024_SC B_MW_After Competition Groups_49 | Wall Insulation | 0.006826% | 0 | 0.019438 | Residential_2024_SC B_MW_After Competition Groups_Wall Insulation
Residential | Res ¦ LED High Bay Fixture | 2024 | SC B | MW | After Competition Groups | 0.012057 | 0 | 0 | 284.7787 | 4.2339e-05 | 50 | Residential_2024_SC B_MW_After Competition Groups_50 | LED High Bay Fixture | 0.004234% | 0 | 0.012057 | Residential_2024_SC B_MW_After Competition Groups_LED High Bay Fixture
Residential | Res ¦ Wall Insulation MF | 2024 | SC B | MW | After Competition Groups | 0.0011789 | 0 | 0 | 284.7787 | 4.1397e-06 | 51 | Residential_2024_SC B_MW_After Competition Groups_51 | Wall Insulation MF | 0.000414% | 0 | 0.0011789 | Residential_2024_SC B_MW_After Competition Groups_Wall Insulation MF
Residential | Res ¦ LED Downlight | 2024 | SC B | MW | After Competition Groups | 0 | 0 | 0 | 284.7787 | 0 | 52 | Residential_2024_SC B_MW_After Competition Groups_52 | LED Downlight | 0% | 0 | 0 | Residential_2024_SC B_MW_After Competition Groups_LED Downlight
Residential | Res ¦ Smart Burners | 2024 | SC B | MW | After Competition Groups | 0 | 0 | 0 | 284.7787 | 0 | 53 | Residential_2024_SC B_MW_After Competition Groups_53 | Smart Burners | 0% | 0 | 0 | Residential_2024_SC B_MW_After Competition Groups_Smart Burners
Residential | Res ¦ Smart Power Bar | 2024 | SC B | MW | After Competition Groups | 0 | 0 | 0 | 284.7787 | 0 | 54 | Residential_2024_SC B_MW_After Competition Groups_54 | Smart Power Bar | 0% | 0 | 0 | Residential_2024_SC B_MW_After Competition Groups_Smart Power Bar
Residential | Res ¦ Ductless Mini-Split Heat Pump | 2024 | SC C | MW | After Competition Groups | 26.2797 | 0 | 0 | 186.4454 | 0.14095 | 1 | Residential_2024_SC C_MW_After Competition Groups_1 | Ductless Mini-Split Heat Pump | 14.1% | 0 | 26.2797 | Residential_2024_SC C_MW_After Competition Groups_Ductless Mini-Split Heat Pump
Residential | Res ¦ Energy Star Clothes Washer | 2024 | SC C | MW | After Competition Groups | 25.8351 | 0 | 0 | 186.4454 | 0.13857 | 2 | Residential_2024_SC C_MW_After Competition Groups_2 | Energy Star Clothes Washer | 13.86% | 0 | 25.8351 | Residential_2024_SC C_MW_After Competition Groups_Energy Star Clothes Washer
Residential | Res ¦ Energy Star LED Specialty Bulbs | 2024 | SC C | MW | After Competition Groups | 22.2547 | 0 | 0 | 186.4454 | 0.11936 | 3 | Residential_2024_SC C_MW_After Competition Groups_3 | Energy Star LED Specialty Bulbs | 11.94% | 0 | 22.2547 | Residential_2024_SC C_MW_After Competition Groups_Energy Star LED Specialty Bulbs
Residential | Res ¦ Adaptive Thermostat | 2024 | SC C | MW | After Competition Groups | 17.6388 | 0 | 0 | 186.4454 | 0.094606 | 4 | Residential_2024_SC C_MW_After Competition Groups_4 | Adaptive Thermostat | 9.461% | 0 | 17.6388 | Residential_2024_SC C_MW_After Competition Groups_Adaptive Thermostat
Residential | Res ¦ Building Recommissioning, Operations and Maintenance (O&M) Improvements | 2024 | SC C | MW | After Competition Groups | 16.516 | 0 | 0 | 186.4454 | 0.088584 | 5 | Residential_2024_SC C_MW_After Competition Groups_5 | Building Recommissioning, Operations and Maintenance (O&M) Improvements | 8.858% | 0 | 16.516 | Residential_2024_SC C_MW_After Competition Groups_Building Recommissioning, Operations and Maintenance (O&M) Improvements
Residential | Res ¦ Variable Speed Pool Pump Motor | 2024 | SC C | MW | After Competition Groups | 11.7972 | 0 | 0 | 186.4454 | 0.063274 | 6 | Residential_2024_SC C_MW_After Competition Groups_6 | Variable Speed Pool Pump Motor | 6.327% | 0 | 11.7972 | Residential_2024_SC C_MW_After Competition Groups_Variable Speed Pool Pump Motor
Residential | Res ¦ Energy Star A Line, PAR, MR Lamps | 2024 | SC C | MW | After Competition Groups | 7.911 | 0 | 0 | 186.4454 | 0.04243 | 7 | Residential_2024_SC C_MW_After Competition Groups_7 | Energy Star A Line, PAR, MR Lamps | 4.243% | 0 | 7.911 | Residential_2024_SC C_MW_After Competition Groups_Energy Star A Line, PAR, MR Lamps
Residential | Res ¦ Energy Star Room Air Conditioner | 2024 | SC C | MW | After Competition Groups | 6.8923 | 0 | 0 | 186.4454 | 0.036967 | 8 | Residential_2024_SC C_MW_After Competition Groups_8 | Energy Star Room Air Conditioner | 3.697% | 0 | 6.8923 | Residential_2024_SC C_MW_After Competition Groups_Energy Star Room Air Conditioner
Residential | Res ¦ Basement Wall Insulation | 2024 | SC C | MW | After Competition Groups | 6.6935 | 0 | 0 | 186.4454 | 0.0359 | 9 | Residential_2024_SC C_MW_After Competition Groups_9 | Basement Wall Insulation | 3.59% | 0 | 6.6935 | Residential_2024_SC C_MW_After Competition Groups_Basement Wall Insulation
Residential | Res ¦ Attic Insulation | 2024 | SC C | MW | After Competition Groups | 5.0541 | 0 | 0 | 186.4454 | 0.027107 | 10 | Residential_2024_SC C_MW_After Competition Groups_10 | Attic Insulation | 2.711% | 0 | 5.0541 | Residential_2024_SC C_MW_After Competition Groups_Attic Insulation
Residential | Res ¦ Energy Star Air Source Heat Pump | 2024 | SC C | MW | After Competition Groups | 4.6562 | 0 | 0 | 186.4454 | 0.024974 | 11 | Residential_2024_SC C_MW_After Competition Groups_11 | Energy Star Air Source Heat Pump | 2.497% | 0 | 4.6562 | Residential_2024_SC C_MW_After Competition Groups_Energy Star Air Source Heat Pump
Residential | Res ¦ Energy Star Clothes Dryer | 2024 | SC C | MW | After Competition Groups | 4.1789 | 0 | 0 | 186.4454 | 0.022413 | 12 | Residential_2024_SC C_MW_After Competition Groups_12 | Energy Star Clothes Dryer | 2.241% | 0 | 4.1789 | Residential_2024_SC C_MW_After Competition Groups_Energy Star Clothes Dryer
Residential | Res ¦ High Efficiency Chiller (avg of water and air cooled) | 2024 | SC C | MW | After Competition Groups | 4.1548 | 0 | 0 | 186.4454 | 0.022284 | 13 | Residential_2024_SC C_MW_After Competition Groups_13 | High Efficiency Chiller (avg of water and air cooled) | 2.228% | 0 | 4.1548 | Residential_2024_SC C_MW_After Competition Groups_High Efficiency Chiller (avg of water and air cooled)
Residential | Res ¦ Advanced BAS/Controllers | 2024 | SC C | MW | After Competition Groups | 2.4173 | 0 | 0 | 186.4454 | 0.012965 | 14 | Residential_2024_SC C_MW_After Competition Groups_14 | Advanced BAS/Controllers | 1.297% | 0 | 2.4173 | Residential_2024_SC C_MW_After Competition Groups_Advanced BAS/Controllers
Residential | Res ¦ Occupancy Sensors MF | 2024 | SC C | MW | After Competition Groups | 2.3135 | 0 | 0 | 186.4454 | 0.012408 | 15 | Residential_2024_SC C_MW_After Competition Groups_15 | Occupancy Sensors MF | 1.241% | 0 | 2.3135 | Residential_2024_SC C_MW_After Competition Groups_Occupancy Sensors MF
Residential | Res ¦ Energy Star Torchiere | 2024 | SC C | MW | After Competition Groups | 2.136 | 0 | 0 | 186.4454 | 0.011457 | 16 | Residential_2024_SC C_MW_After Competition Groups_16 | Energy Star Torchiere | 1.146% | 0 | 2.136 | Residential_2024_SC C_MW_After Competition Groups_Energy Star Torchiere
Residential | Res ¦ LED Tube Re-Lamp | 2024 | SC C | MW | After Competition Groups | 2.1294 | 0 | 0 | 186.4454 | 0.011421 | 17 | Residential_2024_SC C_MW_After Competition Groups_17 | LED Tube Re-Lamp | 1.142% | 0 | 2.1294 | Residential_2024_SC C_MW_After Competition Groups_LED Tube Re-Lamp
Residential | Res ¦ Refrigerator Recycling | 2024 | SC C | MW | After Competition Groups | 1.8957 | 0 | 0 | 186.4454 | 0.010167 | 18 | Residential_2024_SC C_MW_After Competition Groups_18 | Refrigerator Recycling | 1.017% | 0 | 1.8957 | Residential_2024_SC C_MW_After Competition Groups_Refrigerator Recycling
Residential | Res ¦ ENERGY STAR LED LAMPS (REFLECTOR LAMPs/MR16/PAR 16) | 2024 | SC C | MW | After Competition Groups | 1.4421 | 0 | 0 | 186.4454 | 0.0077345 | 19 | Residential_2024_SC C_MW_After Competition Groups_19 | ENERGY STAR LED LAMPS (REFLECTOR LAMPs/MR16/PAR 16) | 0.7735% | 0 | 1.4421 | Residential_2024_SC C_MW_After Competition Groups_ENERGY STAR LED LAMPS (REFLECTOR LAMPs/MR16/PAR 16)
Residential | Res ¦ Energy Star LED Bulbs General Purpose LEDs | 2024 | SC C | MW | After Competition Groups | 1.39 | 0 | 0 | 186.4454 | 0.0074554 | 20 | Residential_2024_SC C_MW_After Competition Groups_20 | Energy Star LED Bulbs General Purpose LEDs | 0.7455% | 0 | 1.39 | Residential_2024_SC C_MW_After Competition Groups_Energy Star LED Bulbs General Purpose LEDs
Residential | Res ¦ Air Sealing | 2024 | SC C | MW | After Competition Groups | 1.31 | 0 | 0 | 186.4454 | 0.0070261 | 21 | Residential_2024_SC C_MW_After Competition Groups_21 | Air Sealing | 0.7026% | 0 | 1.31 | Residential_2024_SC C_MW_After Competition Groups_Air Sealing
Residential | Res ¦ Energy Star Light Fixture | 2024 | SC C | MW | After Competition Groups | 1.24 | 0 | 0 | 186.4454 | 0.0066509 | 22 | Residential_2024_SC C_MW_After Competition Groups_22 | Energy Star Light Fixture | 0.6651% | 0 | 1.24 | Residential_2024_SC C_MW_After Competition Groups_Energy Star Light Fixture
Residential | Res ¦ Minimize Hot and Warm Clothes Wash | 2024 | SC C | MW | After Competition Groups | 1.22 | 0 | 0 | 186.4454 | 0.0065434 | 23 | Residential_2024_SC C_MW_After Competition Groups_23 | Minimize Hot and Warm Clothes Wash | 0.6543% | 0 | 1.22 | Residential_2024_SC C_MW_After Competition Groups_Minimize Hot and Warm Clothes Wash
Residential | Res ¦ Floor Insulation | 2024 | SC C | MW | After Competition Groups | 1.063 | 0 | 0 | 186.4454 | 0.0057012 | 24 | Residential_2024_SC C_MW_After Competition Groups_24 | Floor Insulation | 0.5701% | 0 | 1.063 | Residential_2024_SC C_MW_After Competition Groups_Floor Insulation
Residential | Res ¦ Outside Air Economizer | 2024 | SC C | MW | After Competition Groups | 0.95315 | 0 | 0 | 186.4454 | 0.0051122 | 25 | Residential_2024_SC C_MW_After Competition Groups_25 | Outside Air Economizer | 0.5112% | 0 | 0.95315 | Residential_2024_SC C_MW_After Competition Groups_Outside Air Economizer
Residential | Res ¦ Energy Star Freezer | 2024 | SC C | MW | After Competition Groups | 0.88664 | 0 | 0 | 186.4454 | 0.0047555 | 26 | Residential_2024_SC C_MW_After Competition Groups_26 | Energy Star Freezer | 0.4756% | 0 | 0.88664 | Residential_2024_SC C_MW_After Competition Groups_Energy Star Freezer
Residential | Res ¦ Home Energy Reports | 2024 | SC C | MW | After Competition Groups | 0.71161 | 0 | 0 | 186.4454 | 0.0038167 | 27 | Residential_2024_SC C_MW_After Competition Groups_27 | Home Energy Reports | 0.3817% | 0 | 0.71161 | Residential_2024_SC C_MW_After Competition Groups_Home Energy Reports
Residential | Res ¦ Energy Star Dehumidifier | 2024 | SC C | MW | After Competition Groups | 0.71093 | 0 | 0 | 186.4454 | 0.0038131 | 28 | Residential_2024_SC C_MW_After Competition Groups_28 | Energy Star Dehumidifier | 0.3813% | 0 | 0.71093 | Residential_2024_SC C_MW_After Competition Groups_Energy Star Dehumidifier
Residential | Res ¦ LED Parking Lot Fixture | 2024 | SC C | MW | After Competition Groups | 0.52977 | 0 | 0 | 186.4454 | 0.0028414 | 29 | Residential_2024_SC C_MW_After Competition Groups_29 | LED Parking Lot Fixture | 0.2841% | 0 | 0.52977 | Residential_2024_SC C_MW_After Competition Groups_LED Parking Lot Fixture
Residential | Res ¦ Duct Insulation MF | 2024 | SC C | MW | After Competition Groups | 0.47974 | 0 | 0 | 186.4454 | 0.0025731 | 30 | Residential_2024_SC C_MW_After Competition Groups_30 | Duct Insulation MF | 0.2573% | 0 | 0.47974 | Residential_2024_SC C_MW_After Competition Groups_Duct Insulation MF
Residential | Res ¦ Demand Control Ventilation | 2024 | SC C | MW | After Competition Groups | 0.42484 | 0 | 0 | 186.4454 | 0.0022786 | 31 | Residential_2024_SC C_MW_After Competition Groups_31 | Demand Control Ventilation | 0.2279% | 0 | 0.42484 | Residential_2024_SC C_MW_After Competition Groups_Demand Control Ventilation
Residential | Res ¦ Furnace Whistle | 2024 | SC C | MW | After Competition Groups | 0.40825 | 0 | 0 | 186.4454 | 0.0021896 | 32 | Residential_2024_SC C_MW_After Competition Groups_32 | Furnace Whistle | 0.219% | 0 | 0.40825 | Residential_2024_SC C_MW_After Competition Groups_Furnace Whistle
Residential | Res ¦ Duct Insulation | 2024 | SC C | MW | After Competition Groups | 0.3709 | 0 | 0 | 186.4454 | 0.0019893 | 33 | Residential_2024_SC C_MW_After Competition Groups_33 | Duct Insulation | 0.1989% | 0 | 0.3709 | Residential_2024_SC C_MW_After Competition Groups_Duct Insulation
Residential | Res ¦ Comprehensive Draft Proofing | 2024 | SC C | MW | After Competition Groups | 0.34691 | 0 | 0 | 186.4454 | 0.0018606 | 34 | Residential_2024_SC C_MW_After Competition Groups_34 | Comprehensive Draft Proofing | 0.1861% | 0 | 0.34691 | Residential_2024_SC C_MW_After Competition Groups_Comprehensive Draft Proofing
Residential | Res ¦ CO Sensors for parking garage exhaust fans | 2024 | SC C | MW | After Competition Groups | 0.34535 | 0 | 0 | 186.4454 | 0.0018523 | 35 | Residential_2024_SC C_MW_After Competition Groups_35 | CO Sensors for parking garage exhaust fans | 0.1852% | 0 | 0.34535 | Residential_2024_SC C_MW_After Competition Groups_CO Sensors for parking garage exhaust fans
Residential | Res ¦ ENERGY STAR LED Lamps (General Service Lamps) | 2024 | SC C | MW | After Competition Groups | 0.34434 | 0 | 0 | 186.4454 | 0.0018469 | 36 | Residential_2024_SC C_MW_After Competition Groups_36 | ENERGY STAR LED Lamps (General Service Lamps) | 0.1847% | 0 | 0.34434 | Residential_2024_SC C_MW_After Competition Groups_ENERGY STAR LED Lamps (General Service Lamps)
Residential | Res ¦ Variable Frequency Drive (VFD) | 2024 | SC C | MW | After Competition Groups | 0.33647 | 0 | 0 | 186.4454 | 0.0018047 | 37 | Residential_2024_SC C_MW_After Competition Groups_37 | Variable Frequency Drive (VFD) | 0.1805% | 0 | 0.33647 | Residential_2024_SC C_MW_After Competition Groups_Variable Frequency Drive (VFD)
Residential | Res ¦ LED Exterior Area Lights - LED Fixture (200W) | 2024 | SC C | MW | After Competition Groups | 0.25383 | 0 | 0 | 186.4454 | 0.0013614 | 38 | Residential_2024_SC C_MW_After Competition Groups_38 | LED Exterior Area Lights - LED Fixture (200W) | 0.1361% | 0 | 0.25383 | Residential_2024_SC C_MW_After Competition Groups_LED Exterior Area Lights - LED Fixture (200W)
Residential | Res ¦ Condensing Make Up Air Unit | 2024 | SC C | MW | After Competition Groups | 0.23261 | 0 | 0 | 186.4454 | 0.0012476 | 39 | Residential_2024_SC C_MW_After Competition Groups_39 | Condensing Make Up Air Unit | 0.1248% | 0 | 0.23261 | Residential_2024_SC C_MW_After Competition Groups_Condensing Make Up Air Unit
Residential | Res ¦ Water Heater Temperature Setback | 2024 | SC C | MW | After Competition Groups | 0.2128 | 0 | 0 | 186.4454 | 0.0011414 | 40 | Residential_2024_SC C_MW_After Competition Groups_40 | Water Heater Temperature Setback | 0.1141% | 0 | 0.2128 | Residential_2024_SC C_MW_After Competition Groups_Water Heater Temperature Setback
Residential | Res ¦ Clothes Drying Racks | 2024 | SC C | MW | After Competition Groups | 0.15535 | 0 | 0 | 186.4454 | 0.00083321 | 41 | Residential_2024_SC C_MW_After Competition Groups_41 | Clothes Drying Racks | 0.08332% | 0 | 0.15535 | Residential_2024_SC C_MW_After Competition Groups_Clothes Drying Racks
Residential | Res ¦ VFD on Pumps | 2024 | SC C | MW | After Competition Groups | 0.10347 | 0 | 0 | 186.4454 | 0.00055496 | 42 | Residential_2024_SC C_MW_After Competition Groups_42 | VFD on Pumps | 0.0555% | 0 | 0.10347 | Residential_2024_SC C_MW_After Competition Groups_VFD on Pumps
Residential | Res ¦ Heat Recovery Ventilator | 2024 | SC C | MW | After Competition Groups | 0.06678 | 0 | 0 | 186.4454 | 0.00035818 | 43 | Residential_2024_SC C_MW_After Competition Groups_43 | Heat Recovery Ventilator | 0.03582% | 0 | 0.06678 | Residential_2024_SC C_MW_After Competition Groups_Heat Recovery Ventilator
Residential | Res ¦ ECM MOTORS FOR HVAC APPLICATION (FAN-POWERED VAV BOX) | 2024 | SC C | MW | After Competition Groups | 0.053843 | 0 | 0 | 186.4454 | 0.00028879 | 44 | Residential_2024_SC C_MW_After Competition Groups_44 | ECM MOTORS FOR HVAC APPLICATION (FAN-POWERED VAV BOX) | 0.02888% | 0 | 0.053843 | Residential_2024_SC C_MW_After Competition Groups_ECM MOTORS FOR HVAC APPLICATION (FAN-POWERED VAV BOX)
Residential | Res ¦ Chilled Water Optimization | 2024 | SC C | MW | After Competition Groups | 0.034628 | 0 | 0 | 186.4454 | 0.00018573 | 45 | Residential_2024_SC C_MW_After Competition Groups_45 | Chilled Water Optimization | 0.01857% | 0 | 0.034628 | Residential_2024_SC C_MW_After Competition Groups_Chilled Water Optimization
Residential | Res ¦ Beverage Vending Machine Controls | 2024 | SC C | MW | After Competition Groups | 0.029438 | 0 | 0 | 186.4454 | 0.00015789 | 46 | Residential_2024_SC C_MW_After Competition Groups_46 | Beverage Vending Machine Controls | 0.01579% | 0 | 0.029438 | Residential_2024_SC C_MW_After Competition Groups_Beverage Vending Machine Controls
Residential | Res ¦ Tankless Water Heater | 2024 | SC C | MW | After Competition Groups | 0.019575 | 0 | 0 | 186.4454 | 0.00010499 | 47 | Residential_2024_SC C_MW_After Competition Groups_47 | Tankless Water Heater | 0.0105% | 0 | 0.019575 | Residential_2024_SC C_MW_After Competition Groups_Tankless Water Heater
Residential | Res ¦ LED High Bay Fixture | 2024 | SC C | MW | After Competition Groups | 0.012057 | 0 | 0 | 186.4454 | 6.4669e-05 | 48 | Residential_2024_SC C_MW_After Competition Groups_48 | LED High Bay Fixture | 0.006467% | 0 | 0.012057 | Residential_2024_SC C_MW_After Competition Groups_LED High Bay Fixture
Residential | Res ¦ Wall Insulation | 2024 | SC C | MW | After Competition Groups | 0.0015515 | 0 | 0 | 186.4454 | 8.3216e-06 | 49 | Residential_2024_SC C_MW_After Competition Groups_49 | Wall Insulation | 0.0008322% | 0 | 0.0015515 | Residential_2024_SC C_MW_After Competition Groups_Wall Insulation
Residential | Res ¦ Wall Insulation MF | 2024 | SC C | MW | After Competition Groups | 0.001179 | 0 | 0 | 186.4454 | 6.3234e-06 | 50 | Residential_2024_SC C_MW_After Competition Groups_50 | Wall Insulation MF | 0.0006323% | 0 | 0.001179 | Residential_2024_SC C_MW_After Competition Groups_Wall Insulation MF
Residential | Res ¦ Freezer Recycling | 2024 | SC C | MW | After Competition Groups | 0.00013113 | 0 | 0 | 186.4454 | 7.0334e-07 | 51 | Residential_2024_SC C_MW_After Competition Groups_51 | Freezer Recycling | 7.033e-05% | 0 | 0.00013113 | Residential_2024_SC C_MW_After Competition Groups_Freezer Recycling
Residential | Res ¦ LED Downlight | 2024 | SC C | MW | After Competition Groups | 0 | 0 | 0 | 186.4454 | 0 | 52 | Residential_2024_SC C_MW_After Competition Groups_52 | LED Downlight | 0% | 0 | 0 | Residential_2024_SC C_MW_After Competition Groups_LED Downlight
Residential | Res ¦ Smart Burners | 2024 | SC C | MW | After Competition Groups | 0 | 0 | 0 | 186.4454 | 0 | 53 | Residential_2024_SC C_MW_After Competition Groups_53 | Smart Burners | 0% | 0 | 0 | Residential_2024_SC C_MW_After Competition Groups_Smart Burners
Residential | Res ¦ Smart Power Bar | 2024 | SC C | MW | After Competition Groups | 0 | 0 | 0 | 186.4454 | 0 | 54 | Residential_2024_SC C_MW_After Competition Groups_54 | Smart Power Bar | 0% | 0 | 0 | Residential_2024_SC C_MW_After Competition Groups_Smart Power Bar
Residential | Res ¦ Ductless Mini-Split Heat Pump | 2024 | SC D | MW | After Competition Groups | 26.2799 | 2922362.5374 | 2.9224 | 155.8568 | 0.16862 | 1 | Residential_2024_SC D_MW_After Competition Groups_1 | Ductless Mini-Split Heat Pump | 16.86% | 2.9224 | 26.2799 | Residential_2024_SC D_MW_After Competition Groups_Ductless Mini-Split Heat Pump
Residential | Res ¦ Building Recommissioning, Operations and Maintenance (O&M) Improvements | 2024 | SC D | MW | After Competition Groups | 16.516 | 626110.9182 | 0.62611 | 155.8568 | 0.10597 | 2 | Residential_2024_SC D_MW_After Competition Groups_2 | Building Recommissioning, Operations and Maintenance (O&M) Improvements | 10.6% | 0.62611 | 16.516 | Residential_2024_SC D_MW_After Competition Groups_Building Recommissioning, Operations and Maintenance (O&M) Improvements
Residential | Res ¦ Energy Star Clothes Washer | 2024 | SC D | MW | After Competition Groups | 15.9183 | 3403865.7237 | 3.4039 | 155.8568 | 0.10213 | 3 | Residential_2024_SC D_MW_After Competition Groups_3 | Energy Star Clothes Washer | 10.21% | 3.4039 | 15.9183 | Residential_2024_SC D_MW_After Competition Groups_Energy Star Clothes Washer
Residential | Res ¦ Energy Star LED Specialty Bulbs | 2024 | SC D | MW | After Competition Groups | 12.6329 | 195726.1335 | 0.19573 | 155.8568 | 0.081055 | 4 | Residential_2024_SC D_MW_After Competition Groups_4 | Energy Star LED Specialty Bulbs | 8.105% | 0.19573 | 12.6329 | Residential_2024_SC D_MW_After Competition Groups_Energy Star LED Specialty Bulbs
Residential | Res ¦ Energy Star LED Bulbs General Purpose LEDs | 2024 | SC D | MW | After Competition Groups | 11.7252 | 340688.1678 | 0.34069 | 155.8568 | 0.07523 | 5 | Residential_2024_SC D_MW_After Competition Groups_5 | Energy Star LED Bulbs General Purpose LEDs | 7.523% | 0.34069 | 11.7252 | Residential_2024_SC D_MW_After Competition Groups_Energy Star LED Bulbs General Purpose LEDs
Residential | Res ¦ Adaptive Thermostat | 2024 | SC D | MW | After Competition Groups | 10.5883 | 2629604.8981 | 2.6296 | 155.8568 | 0.067936 | 6 | Residential_2024_SC D_MW_After Competition Groups_6 | Adaptive Thermostat | 6.794% | 2.6296 | 10.5883 | Residential_2024_SC D_MW_After Competition Groups_Adaptive Thermostat
Residential | Res ¦ Energy Star A Line, PAR, MR Lamps | 2024 | SC D | MW | After Competition Groups | 7.9341 | 212553.9833 | 0.21255 | 155.8568 | 0.050906 | 7 | Residential_2024_SC D_MW_After Competition Groups_7 | Energy Star A Line, PAR, MR Lamps | 5.091% | 0.21255 | 7.9341 | Residential_2024_SC D_MW_After Competition Groups_Energy Star A Line, PAR, MR Lamps
Residential | Res ¦ Variable Speed Pool Pump Motor | 2024 | SC D | MW | After Competition Groups | 7.64 | 1610907.0254 | 1.6109 | 155.8568 | 0.04902 | 8 | Residential_2024_SC D_MW_After Competition Groups_8 | Variable Speed Pool Pump Motor | 4.902% | 1.6109 | 7.64 | Residential_2024_SC D_MW_After Competition Groups_Variable Speed Pool Pump Motor
Residential | Res ¦ Energy Star Room Air Conditioner | 2024 | SC D | MW | After Competition Groups | 6.869 | 1202187.0237 | 1.2022 | 155.8568 | 0.044073 | 9 | Residential_2024_SC D_MW_After Competition Groups_9 | Energy Star Room Air Conditioner | 4.407% | 1.2022 | 6.869 | Residential_2024_SC D_MW_After Competition Groups_Energy Star Room Air Conditioner
Residential | Res ¦ Basement Wall Insulation | 2024 | SC D | MW | After Competition Groups | 6.4524 | 1416850.3745 | 1.4169 | 155.8568 | 0.0414 | 10 | Residential_2024_SC D_MW_After Competition Groups_10 | Basement Wall Insulation | 4.14% | 1.4169 | 6.4524 | Residential_2024_SC D_MW_After Competition Groups_Basement Wall Insulation
Residential | Res ¦ Energy Star Air Source Heat Pump | 2024 | SC D | MW | After Competition Groups | 4.6562 | 1038334.5932 | 1.0383 | 155.8568 | 0.029875 | 11 | Residential_2024_SC D_MW_After Competition Groups_11 | Energy Star Air Source Heat Pump | 2.987% | 1.0383 | 4.6562 | Residential_2024_SC D_MW_After Competition Groups_Energy Star Air Source Heat Pump
Residential | Res ¦ High Efficiency Chiller (avg of water and air cooled) | 2024 | SC D | MW | After Competition Groups | 4.1548 | 172883.509 | 0.17288 | 155.8568 | 0.026658 | 12 | Residential_2024_SC D_MW_After Competition Groups_12 | High Efficiency Chiller (avg of water and air cooled) | 2.666% | 0.17288 | 4.1548 | Residential_2024_SC D_MW_After Competition Groups_High Efficiency Chiller (avg of water and air cooled)
Residential | Res ¦ Attic Insulation | 2024 | SC D | MW | After Competition Groups | 2.884 | 1038293.5726 | 1.0383 | 155.8568 | 0.018504 | 13 | Residential_2024_SC D_MW_After Competition Groups_13 | Attic Insulation | 1.85% | 1.0383 | 2.884 | Residential_2024_SC D_MW_After Competition Groups_Attic Insulation
Residential | Res ¦ Advanced BAS/Controllers | 2024 | SC D | MW | After Competition Groups | 2.4173 | 650611.4743 | 0.65061 | 155.8568 | 0.01551 | 14 | Residential_2024_SC D_MW_After Competition Groups_14 | Advanced BAS/Controllers | 1.551% | 0.65061 | 2.4173 | Residential_2024_SC D_MW_After Competition Groups_Advanced BAS/Controllers
Residential | Res ¦ Occupancy Sensors MF | 2024 | SC D | MW | After Competition Groups | 2.3135 | 16367.689 | 0.016368 | 155.8568 | 0.014844 | 15 | Residential_2024_SC D_MW_After Competition Groups_15 | Occupancy Sensors MF | 1.484% | 0.016368 | 2.3135 | Residential_2024_SC D_MW_After Competition Groups_Occupancy Sensors MF
Residential | Res ¦ LED Tube Re-Lamp | 2024 | SC D | MW | After Competition Groups | 2.1174 | 312205.0586 | 0.31221 | 155.8568 | 0.013586 | 16 | Residential_2024_SC D_MW_After Competition Groups_16 | LED Tube Re-Lamp | 1.359% | 0.31221 | 2.1174 | Residential_2024_SC D_MW_After Competition Groups_LED Tube Re-Lamp
Residential | Res ¦ Energy Star Clothes Dryer | 2024 | SC D | MW | After Competition Groups | 2.0203 | 748768.4799 | 0.74877 | 155.8568 | 0.012962 | 17 | Residential_2024_SC D_MW_After Competition Groups_17 | Energy Star Clothes Dryer | 1.296% | 0.74877 | 2.0203 | Residential_2024_SC D_MW_After Competition Groups_Energy Star Clothes Dryer
Residential | Res ¦ Energy Star Torchiere | 2024 | SC D | MW | After Competition Groups | 1.8847 | 359814.2107 | 0.35981 | 155.8568 | 0.012092 | 18 | Residential_2024_SC D_MW_After Competition Groups_18 | Energy Star Torchiere | 1.209% | 0.35981 | 1.8847 | Residential_2024_SC D_MW_After Competition Groups_Energy Star Torchiere
Residential | Res ¦ ENERGY STAR LED LAMPS (REFLECTOR LAMPs/MR16/PAR 16) | 2024 | SC D | MW | After Competition Groups | 1.4421 | 110647.4171 | 0.11065 | 155.8568 | 0.0092525 | 19 | Residential_2024_SC D_MW_After Competition Groups_19 | ENERGY STAR LED LAMPS (REFLECTOR LAMPs/MR16/PAR 16) | 0.9253% | 0.11065 | 1.4421 | Residential_2024_SC D_MW_After Competition Groups_ENERGY STAR LED LAMPS (REFLECTOR LAMPs/MR16/PAR 16)
Residential | Res ¦ Minimize Hot and Warm Clothes Wash | 2024 | SC D | MW | After Competition Groups | 1.22 | 0 | 0 | 155.8568 | 0.0078276 | 20 | Residential_2024_SC D_MW_After Competition Groups_20 | Minimize Hot and Warm Clothes Wash | 0.7828% | 0 | 1.22 | Residential_2024_SC D_MW_After Competition Groups_Minimize Hot and Warm Clothes Wash
Residential | Res ¦ Refrigerator Recycling | 2024 | SC D | MW | After Competition Groups | 1.137 | 304061.2836 | 0.30406 | 155.8568 | 0.0072951 | 21 | Residential_2024_SC D_MW_After Competition Groups_21 | Refrigerator Recycling | 0.7295% | 0.30406 | 1.137 | Residential_2024_SC D_MW_After Competition Groups_Refrigerator Recycling
Residential | Res ¦ Outside Air Economizer | 2024 | SC D | MW | After Competition Groups | 0.95315 | 178997.6337 | 0.179 | 155.8568 | 0.0061156 | 22 | Residential_2024_SC D_MW_After Competition Groups_22 | Outside Air Economizer | 0.6116% | 0.179 | 0.95315 | Residential_2024_SC D_MW_After Competition Groups_Outside Air Economizer
Residential | Res ¦ Energy Star Light Fixture | 2024 | SC D | MW | After Competition Groups | 0.74438 | 0 | 0 | 155.8568 | 0.0047761 | 23 | Residential_2024_SC D_MW_After Competition Groups_23 | Energy Star Light Fixture | 0.4776% | 0 | 0.74438 | Residential_2024_SC D_MW_After Competition Groups_Energy Star Light Fixture
Residential | Res ¦ Home Energy Reports | 2024 | SC D | MW | After Competition Groups | 0.71161 | 946518.9959 | 0.94652 | 155.8568 | 0.0045658 | 24 | Residential_2024_SC D_MW_After Competition Groups_24 | Home Energy Reports | 0.4566% | 0.94652 | 0.71161 | Residential_2024_SC D_MW_After Competition Groups_Home Energy Reports
Residential | Res ¦ Air Sealing | 2024 | SC D | MW | After Competition Groups | 0.54403 | 0 | 0 | 155.8568 | 0.0034906 | 25 | Residential_2024_SC D_MW_After Competition Groups_25 | Air Sealing | 0.3491% | 0 | 0.54403 | Residential_2024_SC D_MW_After Competition Groups_Air Sealing
Residential | Res ¦ LED Parking Lot Fixture | 2024 | SC D | MW | After Competition Groups | 0.52977 | 0 | 0 | 155.8568 | 0.0033991 | 26 | Residential_2024_SC D_MW_After Competition Groups_26 | LED Parking Lot Fixture | 0.3399% | 0 | 0.52977 | Residential_2024_SC D_MW_After Competition Groups_LED Parking Lot Fixture
Residential | Res ¦ Energy Star Freezer | 2024 | SC D | MW | After Competition Groups | 0.42415 | 276592.8453 | 0.27659 | 155.8568 | 0.0027214 | 27 | Residential_2024_SC D_MW_After Competition Groups_27 | Energy Star Freezer | 0.2721% | 0.27659 | 0.42415 | Residential_2024_SC D_MW_After Competition Groups_Energy Star Freezer
Residential | Res ¦ Furnace Whistle | 2024 | SC D | MW | After Competition Groups | 0.40825 | 26015.0736 | 0.026015 | 155.8568 | 0.0026194 | 28 | Residential_2024_SC D_MW_After Competition Groups_28 | Furnace Whistle | 0.2619% | 0.026015 | 0.40825 | Residential_2024_SC D_MW_After Competition Groups_Furnace Whistle
Residential | Res ¦ ENERGY STAR LED Lamps (General Service Lamps) | 2024 | SC D | MW | After Competition Groups | 0.34434 | 28899.4671 | 0.028899 | 155.8568 | 0.0022093 | 29 | Residential_2024_SC D_MW_After Competition Groups_29 | ENERGY STAR LED Lamps (General Service Lamps) | 0.2209% | 0.028899 | 0.34434 | Residential_2024_SC D_MW_After Competition Groups_ENERGY STAR LED Lamps (General Service Lamps)
Residential | Res ¦ Comprehensive Draft Proofing | 2024 | SC D | MW | After Competition Groups | 0.31012 | 0 | 0 | 155.8568 | 0.0019898 | 30 | Residential_2024_SC D_MW_After Competition Groups_30 | Comprehensive Draft Proofing | 0.199% | 0 | 0.31012 | Residential_2024_SC D_MW_After Competition Groups_Comprehensive Draft Proofing
Residential | Res ¦ Variable Frequency Drive (VFD) | 2024 | SC D | MW | After Competition Groups | 0.25096 | 70892.1001 | 0.070892 | 155.8568 | 0.0016102 | 31 | Residential_2024_SC D_MW_After Competition Groups_31 | Variable Frequency Drive (VFD) | 0.161% | 0.070892 | 0.25096 | Residential_2024_SC D_MW_After Competition Groups_Variable Frequency Drive (VFD)
Residential | Res ¦ Energy Star Dehumidifier | 2024 | SC D | MW | After Competition Groups | 0.23348 | 155176.6067 | 0.15518 | 155.8568 | 0.001498 | 32 | Residential_2024_SC D_MW_After Competition Groups_32 | Energy Star Dehumidifier | 0.1498% | 0.15518 | 0.23348 | Residential_2024_SC D_MW_After Competition Groups_Energy Star Dehumidifier
Residential | Res ¦ LED Exterior Area Lights - LED Fixture (200W) | 2024 | SC D | MW | After Competition Groups | 0.22152 | 0 | 0 | 155.8568 | 0.0014213 | 33 | Residential_2024_SC D_MW_After Competition Groups_33 | LED Exterior Area Lights - LED Fixture (200W) | 0.1421% | 0 | 0.22152 | Residential_2024_SC D_MW_After Competition Groups_LED Exterior Area Lights - LED Fixture (200W)
Residential | Res ¦ CO Sensors for parking garage exhaust fans | 2024 | SC D | MW | After Competition Groups | 0.21151 | 61879.2098 | 0.061879 | 155.8568 | 0.0013571 | 34 | Residential_2024_SC D_MW_After Competition Groups_34 | CO Sensors for parking garage exhaust fans | 0.1357% | 0.061879 | 0.21151 | Residential_2024_SC D_MW_After Competition Groups_CO Sensors for parking garage exhaust fans
Residential | Res ¦ Floor Insulation | 2024 | SC D | MW | After Competition Groups | 0.2038 | 69248.7159 | 0.069249 | 155.8568 | 0.0013076 | 35 | Residential_2024_SC D_MW_After Competition Groups_35 | Floor Insulation | 0.1308% | 0.069249 | 0.2038 | Residential_2024_SC D_MW_After Competition Groups_Floor Insulation
Residential | Res ¦ Water Heater Temperature Setback | 2024 | SC D | MW | After Competition Groups | 0.18999 | 10375.5193 | 0.010376 | 155.8568 | 0.001219 | 36 | Residential_2024_SC D_MW_After Competition Groups_36 | Water Heater Temperature Setback | 0.1219% | 0.010376 | 0.18999 | Residential_2024_SC D_MW_After Competition Groups_Water Heater Temperature Setback
Residential | Res ¦ Demand Control Ventilation | 2024 | SC D | MW | After Competition Groups | 0.17084 | 0 | 0 | 155.8568 | 0.0010962 | 37 | Residential_2024_SC D_MW_After Competition Groups_37 | Demand Control Ventilation | 0.1096% | 0 | 0.17084 | Residential_2024_SC D_MW_After Competition Groups_Demand Control Ventilation
Residential | Res ¦ Clothes Drying Racks | 2024 | SC D | MW | After Competition Groups | 0.15535 | 0 | 0 | 155.8568 | 0.00099673 | 38 | Residential_2024_SC D_MW_After Competition Groups_38 | Clothes Drying Racks | 0.09967% | 0 | 0.15535 | Residential_2024_SC D_MW_After Competition Groups_Clothes Drying Racks
Residential | Res ¦ Duct Insulation | 2024 | SC D | MW | After Competition Groups | 0.1088 | 19035.428 | 0.019035 | 155.8568 | 0.0006981 | 39 | Residential_2024_SC D_MW_After Competition Groups_39 | Duct Insulation | 0.06981% | 0.019035 | 0.1088 | Residential_2024_SC D_MW_After Competition Groups_Duct Insulation
Residential | Res ¦ VFD on Pumps | 2024 | SC D | MW | After Competition Groups | 0.070683 | 19937.4554 | 0.019937 | 155.8568 | 0.00045351 | 40 | Residential_2024_SC D_MW_After Competition Groups_40 | VFD on Pumps | 0.04535% | 0.019937 | 0.070683 | Residential_2024_SC D_MW_After Competition Groups_VFD on Pumps
Residential | Res ¦ Condensing Make Up Air Unit | 2024 | SC D | MW | After Competition Groups | 0.068102 | 43261.4329 | 0.043261 | 155.8568 | 0.00043695 | 41 | Residential_2024_SC D_MW_After Competition Groups_41 | Condensing Make Up Air Unit | 0.0437% | 0.043261 | 0.068102 | Residential_2024_SC D_MW_After Competition Groups_Condensing Make Up Air Unit
Residential | Res ¦ Duct Insulation MF | 2024 | SC D | MW | After Competition Groups | 0.0629 | 19266.7327 | 0.019267 | 155.8568 | 0.00040357 | 42 | Residential_2024_SC D_MW_After Competition Groups_42 | Duct Insulation MF | 0.04036% | 0.019267 | 0.0629 | Residential_2024_SC D_MW_After Competition Groups_Duct Insulation MF
Residential | Res ¦ ECM MOTORS FOR HVAC APPLICATION (FAN-POWERED VAV BOX) | 2024 | SC D | MW | After Competition Groups | 0.040908 | 13433.9356 | 0.013434 | 155.8568 | 0.00026247 | 43 | Residential_2024_SC D_MW_After Competition Groups_43 | ECM MOTORS FOR HVAC APPLICATION (FAN-POWERED VAV BOX) | 0.02625% | 0.013434 | 0.040908 | Residential_2024_SC D_MW_After Competition Groups_ECM MOTORS FOR HVAC APPLICATION (FAN-POWERED VAV BOX)
Residential | Res ¦ Chilled Water Optimization | 2024 | SC D | MW | After Competition Groups | 0.034628 | 94.6414 | 9.4641e-05 | 155.8568 | 0.00022218 | 44 | Residential_2024_SC D_MW_After Competition Groups_44 | Chilled Water Optimization | 0.02222% | 9.4641e-05 | 0.034628 | Residential_2024_SC D_MW_After Competition Groups_Chilled Water Optimization
Residential | Res ¦ Beverage Vending Machine Controls | 2024 | SC D | MW | After Competition Groups | 0.022821 | 3351.7886 | 0.0033518 | 155.8568 | 0.00014642 | 45 | Residential_2024_SC D_MW_After Competition Groups_45 | Beverage Vending Machine Controls | 0.01464% | 0.0033518 | 0.022821 | Residential_2024_SC D_MW_After Competition Groups_Beverage Vending Machine Controls
Residential | Res ¦ Heat Recovery Ventilator | 2024 | SC D | MW | After Competition Groups | 0.022592 | 0 | 0 | 155.8568 | 0.00014495 | 46 | Residential_2024_SC D_MW_After Competition Groups_46 | Heat Recovery Ventilator | 0.0145% | 0 | 0.022592 | Residential_2024_SC D_MW_After Competition Groups_Heat Recovery Ventilator
Residential | Res ¦ Tankless Water Heater | 2024 | SC D | MW | After Competition Groups | 0.0096888 | 6827.1799 | 0.0068272 | 155.8568 | 6.2164e-05 | 47 | Residential_2024_SC D_MW_After Competition Groups_47 | Tankless Water Heater | 0.006216% | 0.0068272 | 0.0096888 | Residential_2024_SC D_MW_After Competition Groups_Tankless Water Heater
Residential | Res ¦ LED High Bay Fixture | 2024 | SC D | MW | After Competition Groups | 0.0034003 | 3005.0925 | 0.0030051 | 155.8568 | 2.1817e-05 | 48 | Residential_2024_SC D_MW_After Competition Groups_48 | LED High Bay Fixture | 0.002182% | 0.0030051 | 0.0034003 | Residential_2024_SC D_MW_After Competition Groups_LED High Bay Fixture
Residential | Res ¦ Wall Insulation MF | 2024 | SC D | MW | After Competition Groups | 0.00078555 | 0 | 0 | 155.8568 | 5.0402e-06 | 49 | Residential_2024_SC D_MW_After Competition Groups_49 | Wall Insulation MF | 0.000504% | 0 | 0.00078555 | Residential_2024_SC D_MW_After Competition Groups_Wall Insulation MF
Residential | Res ¦ Wall Insulation | 2024 | SC D | MW | After Competition Groups | 0.00075648 | 0 | 0 | 155.8568 | 4.8537e-06 | 50 | Residential_2024_SC D_MW_After Competition Groups_50 | Wall Insulation | 0.0004854% | 0 | 0.00075648 | Residential_2024_SC D_MW_After Competition Groups_Wall Insulation
Residential | Res ¦ Freezer Recycling | 2024 | SC D | MW | After Competition Groups | 0.00013113 | 0 | 0 | 155.8568 | 8.4138e-07 | 51 | Residential_2024_SC D_MW_After Competition Groups_51 | Freezer Recycling | 8.414e-05% | 0 | 0.00013113 | Residential_2024_SC D_MW_After Competition Groups_Freezer Recycling
Residential | Res ¦ LED Downlight | 2024 | SC D | MW | After Competition Groups | 0 | 0 | 0 | 155.8568 | 0 | 52 | Residential_2024_SC D_MW_After Competition Groups_52 | LED Downlight | 0% | 0 | 0 | Residential_2024_SC D_MW_After Competition Groups_LED Downlight
Residential | Res ¦ Smart Burners | 2024 | SC D | MW | After Competition Groups | 0 | 0 | 0 | 155.8568 | 0 | 53 | Residential_2024_SC D_MW_After Competition Groups_53 | Smart Burners | 0% | 0 | 0 | Residential_2024_SC D_MW_After Competition Groups_Smart Burners
Residential | Res ¦ Smart Power Bar | 2024 | SC D | MW | After Competition Groups | 0 | 0 | 0 | 155.8568 | 0 | 54 | Residential_2024_SC D_MW_After Competition Groups_54 | Smart Power Bar | 0% | 0 | 0 | Residential_2024_SC D_MW_After Competition Groups_Smart Power Bar
Residential | Res ¦ Energy Star Central Air Conditioner | 2024 | Technical | MW | After Competition Groups | 232.3969 | 0 | 0 | 1851.6393 | 0.12551 | 1 | Residential_2024_Technical_MW_After Competition Groups_1 | Energy Star Central Air Conditioner | 12.55% | 0 | 232.3969 | Residential_2024_Technical_MW_After Competition Groups_Energy Star Central Air Conditioner
Residential | Res ¦ Adaptive Thermostat | 2024 | Technical | MW | After Competition Groups | 189.9259 | 0 | 0 | 1851.6393 | 0.10257 | 2 | Residential_2024_Technical_MW_After Competition Groups_2 | Adaptive Thermostat | 10.26% | 0 | 189.9259 | Residential_2024_Technical_MW_After Competition Groups_Adaptive Thermostat
Residential | Res ¦ Ductless Mini-Split Air Conditioner | 2024 | Technical | MW | After Competition Groups | 99.409 | 0 | 0 | 1851.6393 | 0.053687 | 3 | Residential_2024_Technical_MW_After Competition Groups_3 | Ductless Mini-Split Air Conditioner | 5.369% | 0 | 99.409 | Residential_2024_Technical_MW_After Competition Groups_Ductless Mini-Split Air Conditioner
Residential | Res ¦ Energy Star Ground Source Heat Pump | 2024 | Technical | MW | After Competition Groups | 92.6019 | 0 | 0 | 1851.6393 | 0.050011 | 4 | Residential_2024_Technical_MW_After Competition Groups_4 | Energy Star Ground Source Heat Pump | 5.001% | 0 | 92.6019 | Residential_2024_Technical_MW_After Competition Groups_Energy Star Ground Source Heat Pump
Residential | Res ¦ Ductless Mini-Split Heat Pump | 2024 | Technical | MW | After Competition Groups | 91.7467 | 0 | 0 | 1851.6393 | 0.049549 | 5 | Residential_2024_Technical_MW_After Competition Groups_5 | Ductless Mini-Split Heat Pump | 4.955% | 0 | 91.7467 | Residential_2024_Technical_MW_After Competition Groups_Ductless Mini-Split Heat Pump
Residential | Res ¦ Building Recommissioning, Operations and Maintenance (O&M) Improvements | 2024 | Technical | MW | After Competition Groups | 89.584 | 0 | 0 | 1851.6393 | 0.048381 | 6 | Residential_2024_Technical_MW_After Competition Groups_6 | Building Recommissioning, Operations and Maintenance (O&M) Improvements | 4.838% | 0 | 89.584 | Residential_2024_Technical_MW_After Competition Groups_Building Recommissioning, Operations and Maintenance (O&M) Improvements
Residential | Res ¦ Basement Wall Insulation | 2024 | Technical | MW | After Competition Groups | 82.6284 | 0 | 0 | 1851.6393 | 0.044624 | 7 | Residential_2024_Technical_MW_After Competition Groups_7 | Basement Wall Insulation | 4.462% | 0 | 82.6284 | Residential_2024_Technical_MW_After Competition Groups_Basement Wall Insulation
Residential | Res ¦ Basement or Crawlspace Insulation | 2024 | Technical | MW | After Competition Groups | 68.617 | 0 | 0 | 1851.6393 | 0.037057 | 8 | Residential_2024_Technical_MW_After Competition Groups_8 | Basement or Crawlspace Insulation | 3.706% | 0 | 68.617 | Residential_2024_Technical_MW_After Competition Groups_Basement or Crawlspace Insulation
Residential | Res ¦ Smart Power Bar | 2024 | Technical | MW | After Competition Groups | 66.4304 | 0 | 0 | 1851.6393 | 0.035877 | 9 | Residential_2024_Technical_MW_After Competition Groups_9 | Smart Power Bar | 3.588% | 0 | 66.4304 | Residential_2024_Technical_MW_After Competition Groups_Smart Power Bar
Residential | Res ¦ Variable Speed Pool Pump Motor | 2024 | Technical | MW | After Competition Groups | 63.989 | 0 | 0 | 1851.6393 | 0.034558 | 10 | Residential_2024_Technical_MW_After Competition Groups_10 | Variable Speed Pool Pump Motor | 3.456% | 0 | 63.989 | Residential_2024_Technical_MW_After Competition Groups_Variable Speed Pool Pump Motor
Residential | Res ¦ Attic Insulation | 2024 | Technical | MW | After Competition Groups | 63.7425 | 0 | 0 | 1851.6393 | 0.034425 | 11 | Residential_2024_Technical_MW_After Competition Groups_11 | Attic Insulation | 3.442% | 0 | 63.7425 | Residential_2024_Technical_MW_After Competition Groups_Attic Insulation
Residential | Res ¦ Energy Star LED Bulbs General Purpose LEDs | 2024 | Technical | MW | After Competition Groups | 61.4876 | 0 | 0 | 1851.6393 | 0.033207 | 12 | Residential_2024_Technical_MW_After Competition Groups_12 | Energy Star LED Bulbs General Purpose LEDs | 3.321% | 0 | 61.4876 | Residential_2024_Technical_MW_After Competition Groups_Energy Star LED Bulbs General Purpose LEDs
Residential | Res ¦ Smart Burners | 2024 | Technical | MW | After Competition Groups | 60.8079 | 0 | 0 | 1851.6393 | 0.03284 | 13 | Residential_2024_Technical_MW_After Competition Groups_13 | Smart Burners | 3.284% | 0 | 60.8079 | Residential_2024_Technical_MW_After Competition Groups_Smart Burners
Residential | Res ¦ Energy Star Refrigerator | 2024 | Technical | MW | After Competition Groups | 53.47 | 0 | 0 | 1851.6393 | 0.028877 | 14 | Residential_2024_Technical_MW_After Competition Groups_14 | Energy Star Refrigerator | 2.888% | 0 | 53.47 | Residential_2024_Technical_MW_After Competition Groups_Energy Star Refrigerator
Residential | Res ¦ Wall Insulation | 2024 | Technical | MW | After Competition Groups | 49.8024 | 0 | 0 | 1851.6393 | 0.026896 | 15 | Residential_2024_Technical_MW_After Competition Groups_15 | Wall Insulation | 2.69% | 0 | 49.8024 | Residential_2024_Technical_MW_After Competition Groups_Wall Insulation
Residential | Res ¦ Heat Pump Clothes Dryer | 2024 | Technical | MW | After Competition Groups | 49.184 | 0 | 0 | 1851.6393 | 0.026562 | 16 | Residential_2024_Technical_MW_After Competition Groups_16 | Heat Pump Clothes Dryer | 2.656% | 0 | 49.184 | Residential_2024_Technical_MW_After Competition Groups_Heat Pump Clothes Dryer
Residential | Res ¦ Energy Star Clothes Washer | 2024 | Technical | MW | After Competition Groups | 46.5703 | 0 | 0 | 1851.6393 | 0.025151 | 17 | Residential_2024_Technical_MW_After Competition Groups_17 | Energy Star Clothes Washer | 2.515% | 0 | 46.5703 | Residential_2024_Technical_MW_After Competition Groups_Energy Star Clothes Washer
Residential | Res ¦ Energy Star A Line, PAR, MR Lamps | 2024 | Technical | MW | After Competition Groups | 28.5867 | 0 | 0 | 1851.6393 | 0.015439 | 18 | Residential_2024_Technical_MW_After Competition Groups_18 | Energy Star A Line, PAR, MR Lamps | 1.544% | 0 | 28.5867 | Residential_2024_Technical_MW_After Competition Groups_Energy Star A Line, PAR, MR Lamps
Residential | Res ¦ Ceiling Insulation | 2024 | Technical | MW | After Competition Groups | 24.9646 | 0 | 0 | 1851.6393 | 0.013482 | 19 | Residential_2024_Technical_MW_After Competition Groups_19 | Ceiling Insulation | 1.348% | 0 | 24.9646 | Residential_2024_Technical_MW_After Competition Groups_Ceiling Insulation
Residential | Res ¦ Variable Refrigerant Flow Heat Pump | 2024 | Technical | MW | After Competition Groups | 24.5529 | 0 | 0 | 1851.6393 | 0.01326 | 20 | Residential_2024_Technical_MW_After Competition Groups_20 | Variable Refrigerant Flow Heat Pump | 1.326% | 0 | 24.5529 | Residential_2024_Technical_MW_After Competition Groups_Variable Refrigerant Flow Heat Pump
Residential | Res ¦ Lighting Motion Sensors, Timers, Dimmers | 2024 | Technical | MW | After Competition Groups | 21.8368 | 0 | 0 | 1851.6393 | 0.011793 | 21 | Residential_2024_Technical_MW_After Competition Groups_21 | Lighting Motion Sensors, Timers, Dimmers | 1.179% | 0 | 21.8368 | Residential_2024_Technical_MW_After Competition Groups_Lighting Motion Sensors, Timers, Dimmers
Residential | Res ¦ Duct Insulation | 2024 | Technical | MW | After Competition Groups | 20.5228 | 0 | 0 | 1851.6393 | 0.011084 | 22 | Residential_2024_Technical_MW_After Competition Groups_22 | Duct Insulation | 1.108% | 0 | 20.5228 | Residential_2024_Technical_MW_After Competition Groups_Duct Insulation
Residential | Res ¦ Air Sealing | 2024 | Technical | MW | After Competition Groups | 17.576 | 0 | 0 | 1851.6393 | 0.0094921 | 23 | Residential_2024_Technical_MW_After Competition Groups_23 | Air Sealing | 0.9492% | 0 | 17.576 | Residential_2024_Technical_MW_After Competition Groups_Air Sealing
Residential | Res ¦ Central Air Conditioner Maintenance | 2024 | Technical | MW | After Competition Groups | 16.7061 | 0 | 0 | 1851.6393 | 0.0090223 | 24 | Residential_2024_Technical_MW_After Competition Groups_24 | Central Air Conditioner Maintenance | 0.9022% | 0 | 16.7061 | Residential_2024_Technical_MW_After Competition Groups_Central Air Conditioner Maintenance
Residential | Res ¦ Floor Insulation | 2024 | Technical | MW | After Competition Groups | 16.706 | 0 | 0 | 1851.6393 | 0.0090223 | 25 | Residential_2024_Technical_MW_After Competition Groups_25 | Floor Insulation | 0.9022% | 0 | 16.706 | Residential_2024_Technical_MW_After Competition Groups_Floor Insulation
Residential | Res ¦ Dehumidifier Recycling | 2024 | Technical | MW | After Competition Groups | 15.4097 | 0 | 0 | 1851.6393 | 0.0083222 | 26 | Residential_2024_Technical_MW_After Competition Groups_26 | Dehumidifier Recycling | 0.8322% | 0 | 15.4097 | Residential_2024_Technical_MW_After Competition Groups_Dehumidifier Recycling
Residential | Res ¦ Energy Star Light Fixture | 2024 | Technical | MW | After Competition Groups | 14.3994 | 0 | 0 | 1851.6393 | 0.0077765 | 27 | Residential_2024_Technical_MW_After Competition Groups_27 | Energy Star Light Fixture | 0.7777% | 0 | 14.3994 | Residential_2024_Technical_MW_After Competition Groups_Energy Star Light Fixture
Residential | Res ¦ Advanced BAS/Controllers | 2024 | Technical | MW | After Competition Groups | 13.1117 | 0 | 0 | 1851.6393 | 0.0070811 | 28 | Residential_2024_Technical_MW_After Competition Groups_28 | Advanced BAS/Controllers | 0.7081% | 0 | 13.1117 | Residential_2024_Technical_MW_After Competition Groups_Advanced BAS/Controllers
Residential | Res ¦ Clothes Drying Racks | 2024 | Technical | MW | After Competition Groups | 12.1335 | 0 | 0 | 1851.6393 | 0.0065528 | 29 | Residential_2024_Technical_MW_After Competition Groups_29 | Clothes Drying Racks | 0.6553% | 0 | 12.1335 | Residential_2024_Technical_MW_After Competition Groups_Clothes Drying Racks
Residential | Res ¦ Occupancy Sensors MF | 2024 | Technical | MW | After Competition Groups | 11.4916 | 0 | 0 | 1851.6393 | 0.0062062 | 30 | Residential_2024_Technical_MW_After Competition Groups_30 | Occupancy Sensors MF | 0.6206% | 0 | 11.4916 | Residential_2024_Technical_MW_After Competition Groups_Occupancy Sensors MF
Residential | Res ¦ Home Energy Reports | 2024 | Technical | MW | After Competition Groups | 11.2129 | 0 | 0 | 1851.6393 | 0.0060557 | 31 | Residential_2024_Technical_MW_After Competition Groups_31 | Home Energy Reports | 0.6056% | 0 | 11.2129 | Residential_2024_Technical_MW_After Competition Groups_Home Energy Reports
Residential | Res ¦ Refrigerator Recycling | 2024 | Technical | MW | After Competition Groups | 10.2823 | 0 | 0 | 1851.6393 | 0.0055531 | 32 | Residential_2024_Technical_MW_After Competition Groups_32 | Refrigerator Recycling | 0.5553% | 0 | 10.2823 | Residential_2024_Technical_MW_After Competition Groups_Refrigerator Recycling
Residential | Res ¦ Energy Star Torchiere | 2024 | Technical | MW | After Competition Groups | 9.7265 | 0 | 0 | 1851.6393 | 0.0052529 | 33 | Residential_2024_Technical_MW_After Competition Groups_33 | Energy Star Torchiere | 0.5253% | 0 | 9.7265 | Residential_2024_Technical_MW_After Competition Groups_Energy Star Torchiere
Residential | Res ¦ Freezer Recycling | 2024 | Technical | MW | After Competition Groups | 9.5788 | 0 | 0 | 1851.6393 | 0.0051732 | 34 | Residential_2024_Technical_MW_After Competition Groups_34 | Freezer Recycling | 0.5173% | 0 | 9.5788 | Residential_2024_Technical_MW_After Competition Groups_Freezer Recycling
Residential | Res ¦ Energy Star Dehumidifier | 2024 | Technical | MW | After Competition Groups | 9.0542 | 0 | 0 | 1851.6393 | 0.0048898 | 35 | Residential_2024_Technical_MW_After Competition Groups_35 | Energy Star Dehumidifier | 0.489% | 0 | 9.0542 | Residential_2024_Technical_MW_After Competition Groups_Energy Star Dehumidifier
Residential | Res ¦ Duct Insulation MF | 2024 | Technical | MW | After Competition Groups | 9.0537 | 0 | 0 | 1851.6393 | 0.0048896 | 36 | Residential_2024_Technical_MW_After Competition Groups_36 | Duct Insulation MF | 0.489% | 0 | 9.0537 | Residential_2024_Technical_MW_After Competition Groups_Duct Insulation MF
Residential | Res ¦ Energy Star Windows | 2024 | Technical | MW | After Competition Groups | 7.1102 | 0 | 0 | 1851.6393 | 0.0038399 | 37 | Residential_2024_Technical_MW_After Competition Groups_37 | Energy Star Windows | 0.384% | 0 | 7.1102 | Residential_2024_Technical_MW_After Competition Groups_Energy Star Windows
Residential | Res ¦ Furnace with ECM | 2024 | Technical | MW | After Competition Groups | 6.7332 | 0 | 0 | 1851.6393 | 0.0036363 | 38 | Residential_2024_Technical_MW_After Competition Groups_38 | Furnace with ECM | 0.3636% | 0 | 6.7332 | Residential_2024_Technical_MW_After Competition Groups_Furnace with ECM
Residential | Res ¦ INTEGRAL LED TROFFERS | 2024 | Technical | MW | After Competition Groups | 6.2874 | 0 | 0 | 1851.6393 | 0.0033956 | 39 | Residential_2024_Technical_MW_After Competition Groups_39 | INTEGRAL LED TROFFERS | 0.3396% | 0 | 6.2874 | Residential_2024_Technical_MW_After Competition Groups_INTEGRAL LED TROFFERS
Residential | Res ¦ Energy Star Freezer | 2024 | Technical | MW | After Competition Groups | 5.5181 | 0 | 0 | 1851.6393 | 0.0029801 | 40 | Residential_2024_Technical_MW_After Competition Groups_40 | Energy Star Freezer | 0.298% | 0 | 5.5181 | Residential_2024_Technical_MW_After Competition Groups_Energy Star Freezer
Residential | Res ¦ Minimize Hot and Warm Clothes Wash | 2024 | Technical | MW | After Competition Groups | 5.0824 | 0 | 0 | 1851.6393 | 0.0027448 | 41 | Residential_2024_Technical_MW_After Competition Groups_41 | Minimize Hot and Warm Clothes Wash | 0.2745% | 0 | 5.0824 | Residential_2024_Technical_MW_After Competition Groups_Minimize Hot and Warm Clothes Wash
Residential | Res ¦ High Efficiency Chiller (avg of water and air cooled) | 2024 | Technical | MW | After Competition Groups | 4.9957 | 0 | 0 | 1851.6393 | 0.002698 | 42 | Residential_2024_Technical_MW_After Competition Groups_42 | High Efficiency Chiller (avg of water and air cooled) | 0.2698% | 0 | 4.9957 | Residential_2024_Technical_MW_After Competition Groups_High Efficiency Chiller (avg of water and air cooled)
Residential | Res ¦ Passive Attic Ventilation | 2024 | Technical | MW | After Competition Groups | 4.3474 | 0 | 0 | 1851.6393 | 0.0023478 | 43 | Residential_2024_Technical_MW_After Competition Groups_43 | Passive Attic Ventilation | 0.2348% | 0 | 4.3474 | Residential_2024_Technical_MW_After Competition Groups_Passive Attic Ventilation
Residential | Res ¦ LED Downlight | 2024 | Technical | MW | After Competition Groups | 3.8347 | 0 | 0 | 1851.6393 | 0.002071 | 44 | Residential_2024_Technical_MW_After Competition Groups_44 | LED Downlight | 0.2071% | 0 | 3.8347 | Residential_2024_Technical_MW_After Competition Groups_LED Downlight
Residential | Res ¦ Early Hot Water Heater Replacement | 2024 | Technical | MW | After Competition Groups | 3.2983 | 0 | 0 | 1851.6393 | 0.0017813 | 45 | Residential_2024_Technical_MW_After Competition Groups_45 | Early Hot Water Heater Replacement | 0.1781% | 0 | 3.2983 | Residential_2024_Technical_MW_After Competition Groups_Early Hot Water Heater Replacement
Residential | Res ¦ Central Lighting Control System | 2024 | Technical | MW | After Competition Groups | 3.1617 | 0 | 0 | 1851.6393 | 0.0017075 | 46 | Residential_2024_Technical_MW_After Competition Groups_46 | Central Lighting Control System | 0.1707% | 0 | 3.1617 | Residential_2024_Technical_MW_After Competition Groups_Central Lighting Control System
Residential | Res ¦ Outside Air Economizer | 2024 | Technical | MW | After Competition Groups | 2.9783 | 0 | 0 | 1851.6393 | 0.0016084 | 47 | Residential_2024_Technical_MW_After Competition Groups_47 | Outside Air Economizer | 0.1608% | 0 | 2.9783 | Residential_2024_Technical_MW_After Competition Groups_Outside Air Economizer
Residential | Res ¦ Air Source Heat Pump Maintenance | 2024 | Technical | MW | After Competition Groups | 2.9222 | 0 | 0 | 1851.6393 | 0.0015782 | 48 | Residential_2024_Technical_MW_After Competition Groups_48 | Air Source Heat Pump Maintenance | 0.1578% | 0 | 2.9222 | Residential_2024_Technical_MW_After Competition Groups_Air Source Heat Pump Maintenance
Residential | Res ¦ Heat Pump Water Heater | 2024 | Technical | MW | After Competition Groups | 2.8818 | 0 | 0 | 1851.6393 | 0.0015564 | 49 | Residential_2024_Technical_MW_After Competition Groups_49 | Heat Pump Water Heater | 0.1556% | 0 | 2.8818 | Residential_2024_Technical_MW_After Competition Groups_Heat Pump Water Heater
Residential | Res ¦ LED Tube Re-Lamp | 2024 | Technical | MW | After Competition Groups | 2.5658 | 0 | 0 | 1851.6393 | 0.0013857 | 50 | Residential_2024_Technical_MW_After Competition Groups_50 | LED Tube Re-Lamp | 0.1386% | 0 | 2.5658 | Residential_2024_Technical_MW_After Competition Groups_LED Tube Re-Lamp
Residential | Res ¦ Energy Star Ceiling Fan/Lighting | 2024 | Technical | MW | After Competition Groups | 2.425 | 0 | 0 | 1851.6393 | 0.0013097 | 51 | Residential_2024_Technical_MW_After Competition Groups_51 | Energy Star Ceiling Fan/Lighting | 0.131% | 0 | 2.425 | Residential_2024_Technical_MW_After Competition Groups_Energy Star Ceiling Fan/Lighting
Residential | Res ¦ Demand Control Ventilation | 2024 | Technical | MW | After Competition Groups | 2.3043 | 0 | 0 | 1851.6393 | 0.0012445 | 52 | Residential_2024_Technical_MW_After Competition Groups_52 | Demand Control Ventilation | 0.1244% | 0 | 2.3043 | Residential_2024_Technical_MW_After Competition Groups_Demand Control Ventilation
Residential | Res ¦ Heat Recovery Ventilator | 2024 | Technical | MW | After Competition Groups | 2.2709 | 0 | 0 | 1851.6393 | 0.0012264 | 53 | Residential_2024_Technical_MW_After Competition Groups_53 | Heat Recovery Ventilator | 0.1226% | 0 | 2.2709 | Residential_2024_Technical_MW_After Competition Groups_Heat Recovery Ventilator
Residential | Res ¦ Drain Water Heat Recovery | 2024 | Technical | MW | After Competition Groups | 2.2153 | 0 | 0 | 1851.6393 | 0.0011964 | 54 | Residential_2024_Technical_MW_After Competition Groups_54 | Drain Water Heat Recovery | 0.1196% | 0 | 2.2153 | Residential_2024_Technical_MW_After Competition Groups_Drain Water Heat Recovery
Residential | Res ¦ Furnace Whistle | 2024 | Technical | MW | After Competition Groups | 2.2144 | 0 | 0 | 1851.6393 | 0.0011959 | 55 | Residential_2024_Technical_MW_After Competition Groups_55 | Furnace Whistle | 0.1196% | 0 | 2.2144 | Residential_2024_Technical_MW_After Competition Groups_Furnace Whistle
Residential | Res ¦ Window Film | 2024 | Technical | MW | After Competition Groups | 2.0377 | 0 | 0 | 1851.6393 | 0.0011005 | 56 | Residential_2024_Technical_MW_After Competition Groups_56 | Window Film | 0.11% | 0 | 2.0377 | Residential_2024_Technical_MW_After Competition Groups_Window Film
Residential | Res ¦ ENERGY STAR LED LAMPS (REFLECTOR LAMPs/MR16/PAR 16) | 2024 | Technical | MW | After Competition Groups | 1.9339 | 0 | 0 | 1851.6393 | 0.0010444 | 57 | Residential_2024_Technical_MW_After Competition Groups_57 | ENERGY STAR LED LAMPS (REFLECTOR LAMPs/MR16/PAR 16) | 0.1044% | 0 | 1.9339 | Residential_2024_Technical_MW_After Competition Groups_ENERGY STAR LED LAMPS (REFLECTOR LAMPs/MR16/PAR 16)
Residential | Res ¦ Comprehensive Draft Proofing | 2024 | Technical | MW | After Competition Groups | 1.8816 | 0 | 0 | 1851.6393 | 0.0010162 | 58 | Residential_2024_Technical_MW_After Competition Groups_58 | Comprehensive Draft Proofing | 0.1016% | 0 | 1.8816 | Residential_2024_Technical_MW_After Competition Groups_Comprehensive Draft Proofing
Residential | Res ¦ CO Sensors for parking garage exhaust fans | 2024 | Technical | MW | After Competition Groups | 1.879 | 0 | 0 | 1851.6393 | 0.0010148 | 59 | Residential_2024_Technical_MW_After Competition Groups_59 | CO Sensors for parking garage exhaust fans | 0.1015% | 0 | 1.879 | Residential_2024_Technical_MW_After Competition Groups_CO Sensors for parking garage exhaust fans
Residential | Res ¦ Variable Frequency Drive (VFD) | 2024 | Technical | MW | After Competition Groups | 1.8251 | 0 | 0 | 1851.6393 | 0.00098565 | 60 | Residential_2024_Technical_MW_After Competition Groups_60 | Variable Frequency Drive (VFD) | 0.09856% | 0 | 1.8251 | Residential_2024_Technical_MW_After Competition Groups_Variable Frequency Drive (VFD)
Residential | Res ¦ Energy Star Dishwasher | 2024 | Technical | MW | After Competition Groups | 1.4414 | 0 | 0 | 1851.6393 | 0.00077842 | 61 | Residential_2024_Technical_MW_After Competition Groups_61 | Energy Star Dishwasher | 0.07784% | 0 | 1.4414 | Residential_2024_Technical_MW_After Competition Groups_Energy Star Dishwasher
Residential | Res ¦ DHW Recirculation Systems | 2024 | Technical | MW | After Competition Groups | 1.4329 | 0 | 0 | 1851.6393 | 0.00077385 | 62 | Residential_2024_Technical_MW_After Competition Groups_62 | DHW Recirculation Systems | 0.07739% | 0 | 1.4329 | Residential_2024_Technical_MW_After Competition Groups_DHW Recirculation Systems
Residential | Res ¦ Water Heater Temperature Setback | 2024 | Technical | MW | After Competition Groups | 1.1543 | 0 | 0 | 1851.6393 | 0.00062337 | 63 | Residential_2024_Technical_MW_After Competition Groups_63 | Water Heater Temperature Setback | 0.06234% | 0 | 1.1543 | Residential_2024_Technical_MW_After Competition Groups_Water Heater Temperature Setback
Residential | Res ¦ Condensing Make Up Air Unit | 2024 | Technical | MW | After Competition Groups | 0.91884 | 0 | 0 | 1851.6393 | 0.00049623 | 64 | Residential_2024_Technical_MW_After Competition Groups_64 | Condensing Make Up Air Unit | 0.04962% | 0 | 0.91884 | Residential_2024_Technical_MW_After Competition Groups_Condensing Make Up Air Unit
Residential | Res ¦ LED Parking Lot Fixture | 2024 | Technical | MW | After Competition Groups | 0.8355 | 0 | 0 | 1851.6393 | 0.00045122 | 65 | Residential_2024_Technical_MW_After Competition Groups_65 | LED Parking Lot Fixture | 0.04512% | 0 | 0.8355 | Residential_2024_Technical_MW_After Competition Groups_LED Parking Lot Fixture
Residential | Res ¦ Solar Powered Attic Fan | 2024 | Technical | MW | After Competition Groups | 0.71779 | 0 | 0 | 1851.6393 | 0.00038765 | 66 | Residential_2024_Technical_MW_After Competition Groups_66 | Solar Powered Attic Fan | 0.03876% | 0 | 0.71779 | Residential_2024_Technical_MW_After Competition Groups_Solar Powered Attic Fan
Residential | Res ¦ HVAC Optimization | 2024 | Technical | MW | After Competition Groups | 0.68125 | 0 | 0 | 1851.6393 | 0.00036792 | 67 | Residential_2024_Technical_MW_After Competition Groups_67 | HVAC Optimization | 0.03679% | 0 | 0.68125 | Residential_2024_Technical_MW_After Competition Groups_HVAC Optimization
Residential | Res ¦ VFD on Pumps | 2024 | Technical | MW | After Competition Groups | 0.56123 | 0 | 0 | 1851.6393 | 0.0003031 | 68 | Residential_2024_Technical_MW_After Competition Groups_68 | VFD on Pumps | 0.03031% | 0 | 0.56123 | Residential_2024_Technical_MW_After Competition Groups_VFD on Pumps
Residential | Res ¦ ENERGY STAR LED Lamps (General Service Lamps) | 2024 | Technical | MW | After Competition Groups | 0.43657 | 0 | 0 | 1851.6393 | 0.00023578 | 69 | Residential_2024_Technical_MW_After Competition Groups_69 | ENERGY STAR LED Lamps (General Service Lamps) | 0.02358% | 0 | 0.43657 | Residential_2024_Technical_MW_After Competition Groups_ENERGY STAR LED Lamps (General Service Lamps)
Residential | Res ¦ LED Exterior Area Lights - LED Fixture (200W) | 2024 | Technical | MW | After Competition Groups | 0.38231 | 0 | 0 | 1851.6393 | 0.00020647 | 70 | Residential_2024_Technical_MW_After Competition Groups_70 | LED Exterior Area Lights - LED Fixture (200W) | 0.02065% | 0 | 0.38231 | Residential_2024_Technical_MW_After Competition Groups_LED Exterior Area Lights - LED Fixture (200W)
Residential | Res ¦ ECM MOTORS FOR HVAC APPLICATION (FAN-POWERED VAV BOX) | 2024 | Technical | MW | After Competition Groups | 0.31236 | 0 | 0 | 1851.6393 | 0.00016869 | 71 | Residential_2024_Technical_MW_After Competition Groups_71 | ECM MOTORS FOR HVAC APPLICATION (FAN-POWERED VAV BOX) | 0.01687% | 0 | 0.31236 | Residential_2024_Technical_MW_After Competition Groups_ECM MOTORS FOR HVAC APPLICATION (FAN-POWERED VAV BOX)
Residential | Res ¦ Beverage Vending Machine Controls | 2024 | Technical | MW | After Competition Groups | 0.21079 | 0 | 0 | 1851.6393 | 0.00011384 | 72 | Residential_2024_Technical_MW_After Competition Groups_72 | Beverage Vending Machine Controls | 0.01138% | 0 | 0.21079 | Residential_2024_Technical_MW_After Competition Groups_Beverage Vending Machine Controls
Residential | Res ¦ Wall Insulation MF | 2024 | Technical | MW | After Competition Groups | 0.18184 | 0 | 0 | 1851.6393 | 9.8204e-05 | 73 | Residential_2024_Technical_MW_After Competition Groups_73 | Wall Insulation MF | 0.00982% | 0 | 0.18184 | Residential_2024_Technical_MW_After Competition Groups_Wall Insulation MF
Residential | Res ¦ Tankless Water Heater | 2024 | Technical | MW | After Competition Groups | 0.1573 | 0 | 0 | 1851.6393 | 8.4949e-05 | 74 | Residential_2024_Technical_MW_After Competition Groups_74 | Tankless Water Heater | 0.008495% | 0 | 0.1573 | Residential_2024_Technical_MW_After Competition Groups_Tankless Water Heater
Residential | Res ¦ Chilled Water Optimization | 2024 | Technical | MW | After Competition Groups | 0.12923 | 0 | 0 | 1851.6393 | 6.9791e-05 | 75 | Residential_2024_Technical_MW_After Competition Groups_75 | Chilled Water Optimization | 0.006979% | 0 | 0.12923 | Residential_2024_Technical_MW_After Competition Groups_Chilled Water Optimization
Residential | Res ¦ LED Recessed Downlights | 2024 | Technical | MW | After Competition Groups | 0.033937 | 0 | 0 | 1851.6393 | 1.8328e-05 | 76 | Residential_2024_Technical_MW_After Competition Groups_76 | LED Recessed Downlights | 0.001833% | 0 | 0.033937 | Residential_2024_Technical_MW_After Competition Groups_LED Recessed Downlights
Residential | Res ¦ LED High Bay Fixture | 2024 | Technical | MW | After Competition Groups | 0.029001 | 0 | 0 | 1851.6393 | 1.5662e-05 | 77 | Residential_2024_Technical_MW_After Competition Groups_77 | LED High Bay Fixture | 0.001566% | 0 | 0.029001 | Residential_2024_Technical_MW_After Competition Groups_LED High Bay Fixture
Residential | Res ¦ Radiant Barrier | 2024 | Technical | MW | After Competition Groups | 0.014038 | 0 | 0 | 1851.6393 | 7.5813e-06 | 78 | Residential_2024_Technical_MW_After Competition Groups_78 | Radiant Barrier | 0.0007581% | 0 | 0.014038 | Residential_2024_Technical_MW_After Competition Groups_Radiant Barrier
Residential | Res ¦ Solar Water Preheat (Pools/DHW) | 2024 | Technical | MW | After Competition Groups | 0.0045245 | 0 | 0 | 1851.6393 | 2.4435e-06 | 79 | Residential_2024_Technical_MW_After Competition Groups_79 | Solar Water Preheat (Pools/DHW) | 0.0002444% | 0 | 0.0045245 | Residential_2024_Technical_MW_After Competition Groups_Solar Water Preheat (Pools/DHW)
Residential | Res ¦ Photocell Controls (Outdoor) | 2024 | Technical | MW | After Competition Groups | 6.7982e-05 | 0 | 0 | 1851.6393 | 3.6714e-08 | 80 | Residential_2024_Technical_MW_After Competition Groups_80 | Photocell Controls (Outdoor) | 3.671e-06% | 0 | 6.7982e-05 | Residential_2024_Technical_MW_After Competition Groups_Photocell Controls (Outdoor)
Residential | Res ¦ Adaptive Thermostat | 2025 | Economic | MW | After Competition Groups | 191.1201 | 0 | 0 | 1035.9332 | 0.18449 | 1 | Residential_2025_Economic_MW_After Competition Groups_1 | Adaptive Thermostat | 18.45% | 0 | 191.1201 | Residential_2025_Economic_MW_After Competition Groups_Adaptive Thermostat
Residential | Res ¦ Ductless Mini-Split Heat Pump | 2025 | Economic | MW | After Competition Groups | 104.6844 | 0 | 0 | 1035.9332 | 0.10105 | 2 | Residential_2025_Economic_MW_After Competition Groups_2 | Ductless Mini-Split Heat Pump | 10.11% | 0 | 104.6844 | Residential_2025_Economic_MW_After Competition Groups_Ductless Mini-Split Heat Pump
Residential | Res ¦ Building Recommissioning, Operations and Maintenance (O&M) Improvements | 2025 | Economic | MW | After Competition Groups | 88.1686 | 0 | 0 | 1035.9332 | 0.08511 | 3 | Residential_2025_Economic_MW_After Competition Groups_3 | Building Recommissioning, Operations and Maintenance (O&M) Improvements | 8.511% | 0 | 88.1686 | Residential_2025_Economic_MW_After Competition Groups_Building Recommissioning, Operations and Maintenance (O&M) Improvements
Residential | Res ¦ Basement Wall Insulation | 2025 | Economic | MW | After Competition Groups | 81.3229 | 0 | 0 | 1035.9332 | 0.078502 | 4 | Residential_2025_Economic_MW_After Competition Groups_4 | Basement Wall Insulation | 7.85% | 0 | 81.3229 | Residential_2025_Economic_MW_After Competition Groups_Basement Wall Insulation
Residential | Res ¦ Variable Speed Pool Pump Motor | 2025 | Economic | MW | After Competition Groups | 62.978 | 0 | 0 | 1035.9332 | 0.060793 | 5 | Residential_2025_Economic_MW_After Competition Groups_5 | Variable Speed Pool Pump Motor | 6.079% | 0 | 62.978 | Residential_2025_Economic_MW_After Competition Groups_Variable Speed Pool Pump Motor
Residential | Res ¦ Attic Insulation | 2025 | Economic | MW | After Competition Groups | 62.7354 | 0 | 0 | 1035.9332 | 0.060559 | 6 | Residential_2025_Economic_MW_After Competition Groups_6 | Attic Insulation | 6.056% | 0 | 62.7354 | Residential_2025_Economic_MW_After Competition Groups_Attic Insulation
Residential | Res ¦ Energy Star LED Bulbs General Purpose LEDs | 2025 | Economic | MW | After Competition Groups | 61.4876 | 0 | 0 | 1035.9332 | 0.059355 | 7 | Residential_2025_Economic_MW_After Competition Groups_7 | Energy Star LED Bulbs General Purpose LEDs | 5.935% | 0 | 61.4876 | Residential_2025_Economic_MW_After Competition Groups_Energy Star LED Bulbs General Purpose LEDs
Residential | Res ¦ Energy Star Air Source Heat Pump | 2025 | Economic | MW | After Competition Groups | 59.8611 | 0 | 0 | 1035.9332 | 0.057785 | 8 | Residential_2025_Economic_MW_After Competition Groups_8 | Energy Star Air Source Heat Pump | 5.778% | 0 | 59.8611 | Residential_2025_Economic_MW_After Competition Groups_Energy Star Air Source Heat Pump
Residential | Res ¦ Energy Star Clothes Washer | 2025 | Economic | MW | After Competition Groups | 52.5079 | 0 | 0 | 1035.9332 | 0.050687 | 9 | Residential_2025_Economic_MW_After Competition Groups_9 | Energy Star Clothes Washer | 5.069% | 0 | 52.5079 | Residential_2025_Economic_MW_After Competition Groups_Energy Star Clothes Washer
Residential | Res ¦ Energy Star Room Air Conditioner | 2025 | Economic | MW | After Competition Groups | 42.9152 | 0 | 0 | 1035.9332 | 0.041427 | 10 | Residential_2025_Economic_MW_After Competition Groups_10 | Energy Star Room Air Conditioner | 4.143% | 0 | 42.9152 | Residential_2025_Economic_MW_After Competition Groups_Energy Star Room Air Conditioner
Residential | Res ¦ Energy Star A Line, PAR, MR Lamps | 2025 | Economic | MW | After Competition Groups | 32.4162 | 0 | 0 | 1035.9332 | 0.031292 | 11 | Residential_2025_Economic_MW_After Competition Groups_11 | Energy Star A Line, PAR, MR Lamps | 3.129% | 0 | 32.4162 | Residential_2025_Economic_MW_After Competition Groups_Energy Star A Line, PAR, MR Lamps
Residential | Res ¦ Air Sealing | 2025 | Economic | MW | After Competition Groups | 17.2983 | 0 | 0 | 1035.9332 | 0.016698 | 12 | Residential_2025_Economic_MW_After Competition Groups_12 | Air Sealing | 1.67% | 0 | 17.2983 | Residential_2025_Economic_MW_After Competition Groups_Air Sealing
Residential | Res ¦ Energy Star Clothes Dryer | 2025 | Economic | MW | After Competition Groups | 16.9513 | 0 | 0 | 1035.9332 | 0.016363 | 13 | Residential_2025_Economic_MW_After Competition Groups_13 | Energy Star Clothes Dryer | 1.636% | 0 | 16.9513 | Residential_2025_Economic_MW_After Competition Groups_Energy Star Clothes Dryer
Residential | Res ¦ Floor Insulation | 2025 | Economic | MW | After Competition Groups | 16.442 | 0 | 0 | 1035.9332 | 0.015872 | 14 | Residential_2025_Economic_MW_After Competition Groups_14 | Floor Insulation | 1.587% | 0 | 16.442 | Residential_2025_Economic_MW_After Competition Groups_Floor Insulation
Residential | Res ¦ Duct Insulation | 2025 | Economic | MW | After Competition Groups | 15.2269 | 0 | 0 | 1035.9332 | 0.014699 | 15 | Residential_2025_Economic_MW_After Competition Groups_15 | Duct Insulation | 1.47% | 0 | 15.2269 | Residential_2025_Economic_MW_After Competition Groups_Duct Insulation
Residential | Res ¦ Advanced BAS/Controllers | 2025 | Economic | MW | After Competition Groups | 12.9045 | 0 | 0 | 1035.9332 | 0.012457 | 16 | Residential_2025_Economic_MW_After Competition Groups_16 | Advanced BAS/Controllers | 1.246% | 0 | 12.9045 | Residential_2025_Economic_MW_After Competition Groups_Advanced BAS/Controllers
Residential | Res ¦ Clothes Drying Racks | 2025 | Economic | MW | After Competition Groups | 11.9418 | 0 | 0 | 1035.9332 | 0.011528 | 17 | Residential_2025_Economic_MW_After Competition Groups_17 | Clothes Drying Racks | 1.153% | 0 | 11.9418 | Residential_2025_Economic_MW_After Competition Groups_Clothes Drying Racks
Residential | Res ¦ Occupancy Sensors MF | 2025 | Economic | MW | After Competition Groups | 10.9344 | 0 | 0 | 1035.9332 | 0.010555 | 18 | Residential_2025_Economic_MW_After Competition Groups_18 | Occupancy Sensors MF | 1.056% | 0 | 10.9344 | Residential_2025_Economic_MW_After Competition Groups_Occupancy Sensors MF
Residential | Res ¦ Energy Star Torchiere | 2025 | Economic | MW | After Competition Groups | 10.6853 | 0 | 0 | 1035.9332 | 0.010315 | 19 | Residential_2025_Economic_MW_After Competition Groups_19 | Energy Star Torchiere | 1.031% | 0 | 10.6853 | Residential_2025_Economic_MW_After Competition Groups_Energy Star Torchiere
Residential | Res ¦ Refrigerator Recycling | 2025 | Economic | MW | After Competition Groups | 10.1198 | 0 | 0 | 1035.9332 | 0.0097688 | 20 | Residential_2025_Economic_MW_After Competition Groups_20 | Refrigerator Recycling | 0.9769% | 0 | 10.1198 | Residential_2025_Economic_MW_After Competition Groups_Refrigerator Recycling
Residential | Res ¦ Freezer Recycling | 2025 | Economic | MW | After Competition Groups | 9.4275 | 0 | 0 | 1035.9332 | 0.0091005 | 21 | Residential_2025_Economic_MW_After Competition Groups_21 | Freezer Recycling | 0.91% | 0 | 9.4275 | Residential_2025_Economic_MW_After Competition Groups_Freezer Recycling
Residential | Res ¦ Energy Star Dehumidifier | 2025 | Economic | MW | After Competition Groups | 8.9111 | 0 | 0 | 1035.9332 | 0.008602 | 22 | Residential_2025_Economic_MW_After Competition Groups_22 | Energy Star Dehumidifier | 0.8602% | 0 | 8.9111 | Residential_2025_Economic_MW_After Competition Groups_Energy Star Dehumidifier
Residential | Res ¦ Duct Insulation MF | 2025 | Economic | MW | After Competition Groups | 6.3411 | 0 | 0 | 1035.9332 | 0.0061211 | 23 | Residential_2025_Economic_MW_After Competition Groups_23 | Duct Insulation MF | 0.6121% | 0 | 6.3411 | Residential_2025_Economic_MW_After Competition Groups_Duct Insulation MF
Residential | Res ¦ High Efficiency Chiller (avg of water and air cooled) | 2025 | Economic | MW | After Competition Groups | 5.7211 | 0 | 0 | 1035.9332 | 0.0055227 | 24 | Residential_2025_Economic_MW_After Competition Groups_24 | High Efficiency Chiller (avg of water and air cooled) | 0.5523% | 0 | 5.7211 | Residential_2025_Economic_MW_After Competition Groups_High Efficiency Chiller (avg of water and air cooled)
Residential | Res ¦ Minimize Hot and Warm Clothes Wash | 2025 | Economic | MW | After Competition Groups | 5.0021 | 0 | 0 | 1035.9332 | 0.0048286 | 25 | Residential_2025_Economic_MW_After Competition Groups_25 | Minimize Hot and Warm Clothes Wash | 0.4829% | 0 | 5.0021 | Residential_2025_Economic_MW_After Competition Groups_Minimize Hot and Warm Clothes Wash
Residential | Res ¦ Energy Star Light Fixture | 2025 | Economic | MW | After Competition Groups | 4.7227 | 0 | 0 | 1035.9332 | 0.0045589 | 26 | Residential_2025_Economic_MW_After Competition Groups_26 | Energy Star Light Fixture | 0.4559% | 0 | 4.7227 | Residential_2025_Economic_MW_After Competition Groups_Energy Star Light Fixture
Residential | Res ¦ Home Energy Reports | 2025 | Economic | MW | After Competition Groups | 4.593 | 0 | 0 | 1035.9332 | 0.0044337 | 27 | Residential_2025_Economic_MW_After Competition Groups_27 | Home Energy Reports | 0.4434% | 0 | 4.593 | Residential_2025_Economic_MW_After Competition Groups_Home Energy Reports
Residential | Res ¦ Outside Air Economizer | 2025 | Economic | MW | After Competition Groups | 3.0196 | 0 | 0 | 1035.9332 | 0.0029148 | 28 | Residential_2025_Economic_MW_After Competition Groups_28 | Outside Air Economizer | 0.2915% | 0 | 3.0196 | Residential_2025_Economic_MW_After Competition Groups_Outside Air Economizer
Residential | Res ¦ LED Tube Re-Lamp | 2025 | Economic | MW | After Competition Groups | 2.8176 | 0 | 0 | 1035.9332 | 0.0027199 | 29 | Residential_2025_Economic_MW_After Competition Groups_29 | LED Tube Re-Lamp | 0.272% | 0 | 2.8176 | Residential_2025_Economic_MW_After Competition Groups_LED Tube Re-Lamp
Residential | Res ¦ Heat Recovery Ventilator | 2025 | Economic | MW | After Competition Groups | 2.5326 | 0 | 0 | 1035.9332 | 0.0024448 | 30 | Residential_2025_Economic_MW_After Competition Groups_30 | Heat Recovery Ventilator | 0.2445% | 0 | 2.5326 | Residential_2025_Economic_MW_After Competition Groups_Heat Recovery Ventilator
Residential | Res ¦ Energy Star Freezer | 2025 | Economic | MW | After Competition Groups | 2.2751 | 0 | 0 | 1035.9332 | 0.0021962 | 31 | Residential_2025_Economic_MW_After Competition Groups_31 | Energy Star Freezer | 0.2196% | 0 | 2.2751 | Residential_2025_Economic_MW_After Competition Groups_Energy Star Freezer
Residential | Res ¦ Demand Control Ventilation | 2025 | Economic | MW | After Competition Groups | 2.2679 | 0 | 0 | 1035.9332 | 0.0021893 | 32 | Residential_2025_Economic_MW_After Competition Groups_32 | Demand Control Ventilation | 0.2189% | 0 | 2.2679 | Residential_2025_Economic_MW_After Competition Groups_Demand Control Ventilation
Residential | Res ¦ Furnace Whistle | 2025 | Economic | MW | After Competition Groups | 2.1794 | 0 | 0 | 1035.9332 | 0.0021038 | 33 | Residential_2025_Economic_MW_After Competition Groups_33 | Furnace Whistle | 0.2104% | 0 | 2.1794 | Residential_2025_Economic_MW_After Competition Groups_Furnace Whistle
Residential | Res ¦ ENERGY STAR LED LAMPS (REFLECTOR LAMPs/MR16/PAR 16) | 2025 | Economic | MW | After Competition Groups | 1.9275 | 0 | 0 | 1035.9332 | 0.0018607 | 34 | Residential_2025_Economic_MW_After Competition Groups_34 | ENERGY STAR LED LAMPS (REFLECTOR LAMPs/MR16/PAR 16) | 0.1861% | 0 | 1.9275 | Residential_2025_Economic_MW_After Competition Groups_ENERGY STAR LED LAMPS (REFLECTOR LAMPs/MR16/PAR 16)
Residential | Res ¦ CO Sensors for parking garage exhaust fans | 2025 | Economic | MW | After Competition Groups | 1.9051 | 0 | 0 | 1035.9332 | 0.001839 | 35 | Residential_2025_Economic_MW_After Competition Groups_35 | CO Sensors for parking garage exhaust fans | 0.1839% | 0 | 1.9051 | Residential_2025_Economic_MW_After Competition Groups_CO Sensors for parking garage exhaust fans
Residential | Res ¦ Comprehensive Draft Proofing | 2025 | Economic | MW | After Competition Groups | 1.8519 | 0 | 0 | 1035.9332 | 0.0017877 | 36 | Residential_2025_Economic_MW_After Competition Groups_36 | Comprehensive Draft Proofing | 0.1788% | 0 | 1.8519 | Residential_2025_Economic_MW_After Competition Groups_Comprehensive Draft Proofing
Residential | Res ¦ Variable Frequency Drive (VFD) | 2025 | Economic | MW | After Competition Groups | 1.7962 | 0 | 0 | 1035.9332 | 0.0017339 | 37 | Residential_2025_Economic_MW_After Competition Groups_37 | Variable Frequency Drive (VFD) | 0.1734% | 0 | 1.7962 | Residential_2025_Economic_MW_After Competition Groups_Variable Frequency Drive (VFD)
Residential | Res ¦ Water Heater Temperature Setback | 2025 | Economic | MW | After Competition Groups | 1.136 | 0 | 0 | 1035.9332 | 0.0010966 | 38 | Residential_2025_Economic_MW_After Competition Groups_38 | Water Heater Temperature Setback | 0.1097% | 0 | 1.136 | Residential_2025_Economic_MW_After Competition Groups_Water Heater Temperature Setback
Residential | Res ¦ Condensing Make Up Air Unit | 2025 | Economic | MW | After Competition Groups | 1.0504 | 0 | 0 | 1035.9332 | 0.001014 | 39 | Residential_2025_Economic_MW_After Competition Groups_39 | Condensing Make Up Air Unit | 0.1014% | 0 | 1.0504 | Residential_2025_Economic_MW_After Competition Groups_Condensing Make Up Air Unit
Residential | Res ¦ LED Parking Lot Fixture | 2025 | Economic | MW | After Competition Groups | 0.84652 | 0 | 0 | 1035.9332 | 0.00081716 | 40 | Residential_2025_Economic_MW_After Competition Groups_40 | LED Parking Lot Fixture | 0.08172% | 0 | 0.84652 | Residential_2025_Economic_MW_After Competition Groups_LED Parking Lot Fixture
Residential | Res ¦ Tankless Water Heater | 2025 | Economic | MW | After Competition Groups | 0.56651 | 0 | 0 | 1035.9332 | 0.00054686 | 41 | Residential_2025_Economic_MW_After Competition Groups_41 | Tankless Water Heater | 0.05469% | 0 | 0.56651 | Residential_2025_Economic_MW_After Competition Groups_Tankless Water Heater
Residential | Res ¦ VFD on Pumps | 2025 | Economic | MW | After Competition Groups | 0.55236 | 0 | 0 | 1035.9332 | 0.0005332 | 42 | Residential_2025_Economic_MW_After Competition Groups_42 | VFD on Pumps | 0.05332% | 0 | 0.55236 | Residential_2025_Economic_MW_After Competition Groups_VFD on Pumps
Residential | Res ¦ ENERGY STAR LED Lamps (General Service Lamps) | 2025 | Economic | MW | After Competition Groups | 0.43824 | 0 | 0 | 1035.9332 | 0.00042304 | 43 | Residential_2025_Economic_MW_After Competition Groups_43 | ENERGY STAR LED Lamps (General Service Lamps) | 0.0423% | 0 | 0.43824 | Residential_2025_Economic_MW_After Competition Groups_ENERGY STAR LED Lamps (General Service Lamps)
Residential | Res ¦ LED Exterior Area Lights - LED Fixture (200W) | 2025 | Economic | MW | After Competition Groups | 0.38892 | 0 | 0 | 1035.9332 | 0.00037543 | 44 | Residential_2025_Economic_MW_After Competition Groups_44 | LED Exterior Area Lights - LED Fixture (200W) | 0.03754% | 0 | 0.38892 | Residential_2025_Economic_MW_After Competition Groups_LED Exterior Area Lights - LED Fixture (200W)
Residential | Res ¦ ECM MOTORS FOR HVAC APPLICATION (FAN-POWERED VAV BOX) | 2025 | Economic | MW | After Competition Groups | 0.31665 | 0 | 0 | 1035.9332 | 0.00030567 | 45 | Residential_2025_Economic_MW_After Competition Groups_45 | ECM MOTORS FOR HVAC APPLICATION (FAN-POWERED VAV BOX) | 0.03057% | 0 | 0.31665 | Residential_2025_Economic_MW_After Competition Groups_ECM MOTORS FOR HVAC APPLICATION (FAN-POWERED VAV BOX)
Residential | Res ¦ Wall Insulation | 2025 | Economic | MW | After Competition Groups | 0.23635 | 0 | 0 | 1035.9332 | 0.00022815 | 46 | Residential_2025_Economic_MW_After Competition Groups_46 | Wall Insulation | 0.02281% | 0 | 0.23635 | Residential_2025_Economic_MW_After Competition Groups_Wall Insulation
Residential | Res ¦ Beverage Vending Machine Controls | 2025 | Economic | MW | After Competition Groups | 0.21848 | 0 | 0 | 1035.9332 | 0.00021091 | 47 | Residential_2025_Economic_MW_After Competition Groups_47 | Beverage Vending Machine Controls | 0.02109% | 0 | 0.21848 | Residential_2025_Economic_MW_After Competition Groups_Beverage Vending Machine Controls
Residential | Res ¦ Chilled Water Optimization | 2025 | Economic | MW | After Competition Groups | 0.14747 | 0 | 0 | 1035.9332 | 0.00014235 | 48 | Residential_2025_Economic_MW_After Competition Groups_48 | Chilled Water Optimization | 0.01424% | 0 | 0.14747 | Residential_2025_Economic_MW_After Competition Groups_Chilled Water Optimization
Residential | Res ¦ LED High Bay Fixture | 2025 | Economic | MW | After Competition Groups | 0.027595 | 0 | 0 | 1035.9332 | 2.6638e-05 | 49 | Residential_2025_Economic_MW_After Competition Groups_49 | LED High Bay Fixture | 0.002664% | 0 | 0.027595 | Residential_2025_Economic_MW_After Competition Groups_LED High Bay Fixture
Residential | Res ¦ Wall Insulation MF | 2025 | Economic | MW | After Competition Groups | 0.014324 | 0 | 0 | 1035.9332 | 1.3827e-05 | 50 | Residential_2025_Economic_MW_After Competition Groups_50 | Wall Insulation MF | 0.001383% | 0 | 0.014324 | Residential_2025_Economic_MW_After Competition Groups_Wall Insulation MF
Residential | Res ¦ LED Downlight | 2025 | Economic | MW | After Competition Groups | 0 | 0 | 0 | 1035.9332 | 0 | 51 | Residential_2025_Economic_MW_After Competition Groups_51 | LED Downlight | 0% | 0 | 0 | Residential_2025_Economic_MW_After Competition Groups_LED Downlight
Residential | Res ¦ Smart Burners | 2025 | Economic | MW | After Competition Groups | 0 | 0 | 0 | 1035.9332 | 0 | 52 | Residential_2025_Economic_MW_After Competition Groups_52 | Smart Burners | 0% | 0 | 0 | Residential_2025_Economic_MW_After Competition Groups_Smart Burners
Residential | Res ¦ Smart Power Bar | 2025 | Economic | MW | After Competition Groups | 0 | 0 | 0 | 1035.9332 | 0 | 53 | Residential_2025_Economic_MW_After Competition Groups_53 | Smart Power Bar | 0% | 0 | 0 | Residential_2025_Economic_MW_After Competition Groups_Smart Power Bar
Residential | Res ¦ Ductless Mini-Split Heat Pump | 2025 | SC A | MW | After Competition Groups | 32.522 | 0 | 0 | 186.276 | 0.17459 | 1 | Residential_2025_SC A_MW_After Competition Groups_1 | Ductless Mini-Split Heat Pump | 17.46% | 0 | 32.522 | Residential_2025_SC A_MW_After Competition Groups_Ductless Mini-Split Heat Pump
Residential | Res ¦ Energy Star LED Specialty Bulbs | 2025 | SC A | MW | After Competition Groups | 22.9441 | 0 | 0 | 186.276 | 0.12317 | 2 | Residential_2025_SC A_MW_After Competition Groups_2 | Energy Star LED Specialty Bulbs | 12.32% | 0 | 22.9441 | Residential_2025_SC A_MW_After Competition Groups_Energy Star LED Specialty Bulbs
Residential | Res ¦ Energy Star Clothes Washer | 2025 | SC A | MW | After Competition Groups | 20.9597 | 0 | 0 | 186.276 | 0.11252 | 3 | Residential_2025_SC A_MW_After Competition Groups_3 | Energy Star Clothes Washer | 11.25% | 0 | 20.9597 | Residential_2025_SC A_MW_After Competition Groups_Energy Star Clothes Washer
Residential | Res ¦ Building Recommissioning, Operations and Maintenance (O&M) Improvements | 2025 | SC A | MW | After Competition Groups | 20.3497 | 0 | 0 | 186.276 | 0.10924 | 4 | Residential_2025_SC A_MW_After Competition Groups_4 | Building Recommissioning, Operations and Maintenance (O&M) Improvements | 10.92% | 0 | 20.3497 | Residential_2025_SC A_MW_After Competition Groups_Building Recommissioning, Operations and Maintenance (O&M) Improvements
Residential | Res ¦ Adaptive Thermostat | 2025 | SC A | MW | After Competition Groups | 13.1025 | 0 | 0 | 186.276 | 0.070339 | 5 | Residential_2025_SC A_MW_After Competition Groups_5 | Adaptive Thermostat | 7.034% | 0 | 13.1025 | Residential_2025_SC A_MW_After Competition Groups_Adaptive Thermostat
Residential | Res ¦ Variable Speed Pool Pump Motor | 2025 | SC A | MW | After Competition Groups | 10.1803 | 0 | 0 | 186.276 | 0.054651 | 6 | Residential_2025_SC A_MW_After Competition Groups_6 | Variable Speed Pool Pump Motor | 5.465% | 0 | 10.1803 | Residential_2025_SC A_MW_After Competition Groups_Variable Speed Pool Pump Motor
Residential | Res ¦ Energy Star A Line, PAR, MR Lamps | 2025 | SC A | MW | After Competition Groups | 8.8322 | 0 | 0 | 186.276 | 0.047414 | 7 | Residential_2025_SC A_MW_After Competition Groups_7 | Energy Star A Line, PAR, MR Lamps | 4.741% | 0 | 8.8322 | Residential_2025_SC A_MW_After Competition Groups_Energy Star A Line, PAR, MR Lamps
Residential | Res ¦ Basement Wall Insulation | 2025 | SC A | MW | After Competition Groups | 8.0876 | 0 | 0 | 186.276 | 0.043417 | 8 | Residential_2025_SC A_MW_After Competition Groups_8 | Basement Wall Insulation | 4.342% | 0 | 8.0876 | Residential_2025_SC A_MW_After Competition Groups_Basement Wall Insulation
Residential | Res ¦ Energy Star Air Source Heat Pump | 2025 | SC A | MW | After Competition Groups | 6.0901 | 0 | 0 | 186.276 | 0.032694 | 9 | Residential_2025_SC A_MW_After Competition Groups_9 | Energy Star Air Source Heat Pump | 3.269% | 0 | 6.0901 | Residential_2025_SC A_MW_After Competition Groups_Energy Star Air Source Heat Pump
Residential | Res ¦ Energy Star Room Air Conditioner | 2025 | SC A | MW | After Competition Groups | 5.2394 | 0 | 0 | 186.276 | 0.028127 | 10 | Residential_2025_SC A_MW_After Competition Groups_10 | Energy Star Room Air Conditioner | 2.813% | 0 | 5.2394 | Residential_2025_SC A_MW_After Competition Groups_Energy Star Room Air Conditioner
Residential | Res ¦ High Efficiency Chiller (avg of water and air cooled) | 2025 | SC A | MW | After Competition Groups | 4.81 | 0 | 0 | 186.276 | 0.025822 | 11 | Residential_2025_SC A_MW_After Competition Groups_11 | High Efficiency Chiller (avg of water and air cooled) | 2.582% | 0 | 4.81 | Residential_2025_SC A_MW_After Competition Groups_High Efficiency Chiller (avg of water and air cooled)
Residential | Res ¦ Energy Star LED Bulbs General Purpose LEDs | 2025 | SC A | MW | After Competition Groups | 3.0282 | 0 | 0 | 186.276 | 0.016257 | 12 | Residential_2025_SC A_MW_After Competition Groups_12 | Energy Star LED Bulbs General Purpose LEDs | 1.626% | 0 | 3.0282 | Residential_2025_SC A_MW_After Competition Groups_Energy Star LED Bulbs General Purpose LEDs
Residential | Res ¦ Energy Star Clothes Dryer | 2025 | SC A | MW | After Competition Groups | 2.8495 | 0 | 0 | 186.276 | 0.015297 | 13 | Residential_2025_SC A_MW_After Competition Groups_13 | Energy Star Clothes Dryer | 1.53% | 0 | 2.8495 | Residential_2025_SC A_MW_After Competition Groups_Energy Star Clothes Dryer
Residential | Res ¦ Occupancy Sensors MF | 2025 | SC A | MW | After Competition Groups | 2.7889 | 0 | 0 | 186.276 | 0.014972 | 14 | Residential_2025_SC A_MW_After Competition Groups_14 | Occupancy Sensors MF | 1.497% | 0 | 2.7889 | Residential_2025_SC A_MW_After Competition Groups_Occupancy Sensors MF
Residential | Res ¦ Attic Insulation | 2025 | SC A | MW | After Competition Groups | 2.7786 | 0 | 0 | 186.276 | 0.014916 | 15 | Residential_2025_SC A_MW_After Competition Groups_15 | Attic Insulation | 1.492% | 0 | 2.7786 | Residential_2025_SC A_MW_After Competition Groups_Attic Insulation
Residential | Res ¦ Energy Star Torchiere | 2025 | SC A | MW | After Competition Groups | 2.6435 | 0 | 0 | 186.276 | 0.014191 | 16 | Residential_2025_SC A_MW_After Competition Groups_16 | Energy Star Torchiere | 1.419% | 0 | 2.6435 | Residential_2025_SC A_MW_After Competition Groups_Energy Star Torchiere
Residential | Res ¦ LED Tube Re-Lamp | 2025 | SC A | MW | After Competition Groups | 2.3639 | 0 | 0 | 186.276 | 0.01269 | 17 | Residential_2025_SC A_MW_After Competition Groups_17 | LED Tube Re-Lamp | 1.269% | 0 | 2.3639 | Residential_2025_SC A_MW_After Competition Groups_LED Tube Re-Lamp
Residential | Res ¦ Advanced BAS/Controllers | 2025 | SC A | MW | After Competition Groups | 1.9544 | 0 | 0 | 186.276 | 0.010492 | 18 | Residential_2025_SC A_MW_After Competition Groups_18 | Advanced BAS/Controllers | 1.049% | 0 | 1.9544 | Residential_2025_SC A_MW_After Competition Groups_Advanced BAS/Controllers
Residential | Res ¦ Refrigerator Recycling | 2025 | SC A | MW | After Competition Groups | 1.6723 | 0 | 0 | 186.276 | 0.0089773 | 19 | Residential_2025_SC A_MW_After Competition Groups_19 | Refrigerator Recycling | 0.8977% | 0 | 1.6723 | Residential_2025_SC A_MW_After Competition Groups_Refrigerator Recycling
Residential | Res ¦ ENERGY STAR LED LAMPS (REFLECTOR LAMPs/MR16/PAR 16) | 2025 | SC A | MW | After Competition Groups | 1.5562 | 0 | 0 | 186.276 | 0.0083543 | 20 | Residential_2025_SC A_MW_After Competition Groups_20 | ENERGY STAR LED LAMPS (REFLECTOR LAMPs/MR16/PAR 16) | 0.8354% | 0 | 1.5562 | Residential_2025_SC A_MW_After Competition Groups_ENERGY STAR LED LAMPS (REFLECTOR LAMPs/MR16/PAR 16)
Residential | Res ¦ Minimize Hot and Warm Clothes Wash | 2025 | SC A | MW | After Competition Groups | 1.4233 | 0 | 0 | 186.276 | 0.0076409 | 21 | Residential_2025_SC A_MW_After Competition Groups_21 | Minimize Hot and Warm Clothes Wash | 0.7641% | 0 | 1.4233 | Residential_2025_SC A_MW_After Competition Groups_Minimize Hot and Warm Clothes Wash
Residential | Res ¦ Home Energy Reports | 2025 | SC A | MW | After Competition Groups | 1.3053 | 0 | 0 | 186.276 | 0.0070075 | 22 | Residential_2025_SC A_MW_After Competition Groups_22 | Home Energy Reports | 0.7007% | 0 | 1.3053 | Residential_2025_SC A_MW_After Competition Groups_Home Energy Reports
Residential | Res ¦ Energy Star Light Fixture | 2025 | SC A | MW | After Competition Groups | 1.188 | 0 | 0 | 186.276 | 0.0063777 | 23 | Residential_2025_SC A_MW_After Competition Groups_23 | Energy Star Light Fixture | 0.6378% | 0 | 1.188 | Residential_2025_SC A_MW_After Competition Groups_Energy Star Light Fixture
Residential | Res ¦ Outside Air Economizer | 2025 | SC A | MW | After Competition Groups | 1.1352 | 0 | 0 | 186.276 | 0.0060941 | 24 | Residential_2025_SC A_MW_After Competition Groups_24 | Outside Air Economizer | 0.6094% | 0 | 1.1352 | Residential_2025_SC A_MW_After Competition Groups_Outside Air Economizer
Residential | Res ¦ Air Sealing | 2025 | SC A | MW | After Competition Groups | 0.99189 | 0 | 0 | 186.276 | 0.0053248 | 25 | Residential_2025_SC A_MW_After Competition Groups_25 | Air Sealing | 0.5325% | 0 | 0.99189 | Residential_2025_SC A_MW_After Competition Groups_Air Sealing
Residential | Res ¦ Energy Star Freezer | 2025 | SC A | MW | After Competition Groups | 0.76807 | 0 | 0 | 186.276 | 0.0041233 | 26 | Residential_2025_SC A_MW_After Competition Groups_26 | Energy Star Freezer | 0.4123% | 0 | 0.76807 | Residential_2025_SC A_MW_After Competition Groups_Energy Star Freezer
Residential | Res ¦ LED Parking Lot Fixture | 2025 | SC A | MW | After Competition Groups | 0.58703 | 0 | 0 | 186.276 | 0.0031514 | 27 | Residential_2025_SC A_MW_After Competition Groups_27 | LED Parking Lot Fixture | 0.3151% | 0 | 0.58703 | Residential_2025_SC A_MW_After Competition Groups_LED Parking Lot Fixture
Residential | Res ¦ Furnace Whistle | 2025 | SC A | MW | After Competition Groups | 0.50301 | 0 | 0 | 186.276 | 0.0027003 | 28 | Residential_2025_SC A_MW_After Competition Groups_28 | Furnace Whistle | 0.27% | 0 | 0.50301 | Residential_2025_SC A_MW_After Competition Groups_Furnace Whistle
Residential | Res ¦ Variable Frequency Drive (VFD) | 2025 | SC A | MW | After Competition Groups | 0.41458 | 0 | 0 | 186.276 | 0.0022256 | 29 | Residential_2025_SC A_MW_After Competition Groups_29 | Variable Frequency Drive (VFD) | 0.2226% | 0 | 0.41458 | Residential_2025_SC A_MW_After Competition Groups_Variable Frequency Drive (VFD)
Residential | Res ¦ Comprehensive Draft Proofing | 2025 | SC A | MW | After Competition Groups | 0.40903 | 0 | 0 | 186.276 | 0.0021958 | 30 | Residential_2025_SC A_MW_After Competition Groups_30 | Comprehensive Draft Proofing | 0.2196% | 0 | 0.40903 | Residential_2025_SC A_MW_After Competition Groups_Comprehensive Draft Proofing
Residential | Res ¦ ENERGY STAR LED Lamps (General Service Lamps) | 2025 | SC A | MW | After Competition Groups | 0.36375 | 0 | 0 | 186.276 | 0.0019527 | 31 | Residential_2025_SC A_MW_After Competition Groups_31 | ENERGY STAR LED Lamps (General Service Lamps) | 0.1953% | 0 | 0.36375 | Residential_2025_SC A_MW_After Competition Groups_ENERGY STAR LED Lamps (General Service Lamps)
Residential | Res ¦ CO Sensors for parking garage exhaust fans | 2025 | SC A | MW | After Competition Groups | 0.3164 | 0 | 0 | 186.276 | 0.0016985 | 32 | Residential_2025_SC A_MW_After Competition Groups_32 | CO Sensors for parking garage exhaust fans | 0.1699% | 0 | 0.3164 | Residential_2025_SC A_MW_After Competition Groups_CO Sensors for parking garage exhaust fans
Residential | Res ¦ Demand Control Ventilation | 2025 | SC A | MW | After Competition Groups | 0.28794 | 0 | 0 | 186.276 | 0.0015457 | 33 | Residential_2025_SC A_MW_After Competition Groups_33 | Demand Control Ventilation | 0.1546% | 0 | 0.28794 | Residential_2025_SC A_MW_After Competition Groups_Demand Control Ventilation
Residential | Res ¦ LED Exterior Area Lights - LED Fixture (200W) | 2025 | SC A | MW | After Competition Groups | 0.2856 | 0 | 0 | 186.276 | 0.0015332 | 34 | Residential_2025_SC A_MW_After Competition Groups_34 | LED Exterior Area Lights - LED Fixture (200W) | 0.1533% | 0 | 0.2856 | Residential_2025_SC A_MW_After Competition Groups_LED Exterior Area Lights - LED Fixture (200W)
Residential | Res ¦ Water Heater Temperature Setback | 2025 | SC A | MW | After Competition Groups | 0.26027 | 0 | 0 | 186.276 | 0.0013973 | 35 | Residential_2025_SC A_MW_After Competition Groups_35 | Water Heater Temperature Setback | 0.1397% | 0 | 0.26027 | Residential_2025_SC A_MW_After Competition Groups_Water Heater Temperature Setback
Residential | Res ¦ Energy Star Dehumidifier | 2025 | SC A | MW | After Competition Groups | 0.25067 | 0 | 0 | 186.276 | 0.0013457 | 36 | Residential_2025_SC A_MW_After Competition Groups_36 | Energy Star Dehumidifier | 0.1346% | 0 | 0.25067 | Residential_2025_SC A_MW_After Competition Groups_Energy Star Dehumidifier
Residential | Res ¦ Floor Insulation | 2025 | SC A | MW | After Competition Groups | 0.20128 | 0 | 0 | 186.276 | 0.0010805 | 37 | Residential_2025_SC A_MW_After Competition Groups_37 | Floor Insulation | 0.1081% | 0 | 0.20128 | Residential_2025_SC A_MW_After Competition Groups_Floor Insulation
Residential | Res ¦ Clothes Drying Racks | 2025 | SC A | MW | After Competition Groups | 0.19241 | 0 | 0 | 186.276 | 0.001033 | 38 | Residential_2025_SC A_MW_After Competition Groups_38 | Clothes Drying Racks | 0.1033% | 0 | 0.19241 | Residential_2025_SC A_MW_After Competition Groups_Clothes Drying Racks
Residential | Res ¦ Duct Insulation | 2025 | SC A | MW | After Competition Groups | 0.12179 | 0 | 0 | 186.276 | 0.00065382 | 39 | Residential_2025_SC A_MW_After Competition Groups_39 | Duct Insulation | 0.06538% | 0 | 0.12179 | Residential_2025_SC A_MW_After Competition Groups_Duct Insulation
Residential | Res ¦ VFD on Pumps | 2025 | SC A | MW | After Competition Groups | 0.11822 | 0 | 0 | 186.276 | 0.00063467 | 40 | Residential_2025_SC A_MW_After Competition Groups_40 | VFD on Pumps | 0.06347% | 0 | 0.11822 | Residential_2025_SC A_MW_After Competition Groups_VFD on Pumps
Residential | Res ¦ Condensing Make Up Air Unit | 2025 | SC A | MW | After Competition Groups | 0.098358 | 0 | 0 | 186.276 | 0.00052802 | 41 | Residential_2025_SC A_MW_After Competition Groups_41 | Condensing Make Up Air Unit | 0.0528% | 0 | 0.098358 | Residential_2025_SC A_MW_After Competition Groups_Condensing Make Up Air Unit
Residential | Res ¦ Duct Insulation MF | 2025 | SC A | MW | After Competition Groups | 0.070442 | 0 | 0 | 186.276 | 0.00037816 | 42 | Residential_2025_SC A_MW_After Competition Groups_42 | Duct Insulation MF | 0.03782% | 0 | 0.070442 | Residential_2025_SC A_MW_After Competition Groups_Duct Insulation MF
Residential | Res ¦ ECM MOTORS FOR HVAC APPLICATION (FAN-POWERED VAV BOX) | 2025 | SC A | MW | After Competition Groups | 0.06683 | 0 | 0 | 186.276 | 0.00035877 | 43 | Residential_2025_SC A_MW_After Competition Groups_43 | ECM MOTORS FOR HVAC APPLICATION (FAN-POWERED VAV BOX) | 0.03588% | 0 | 0.06683 | Residential_2025_SC A_MW_After Competition Groups_ECM MOTORS FOR HVAC APPLICATION (FAN-POWERED VAV BOX)
Residential | Res ¦ Heat Recovery Ventilator | 2025 | SC A | MW | After Competition Groups | 0.045263 | 0 | 0 | 186.276 | 0.00024299 | 44 | Residential_2025_SC A_MW_After Competition Groups_44 | Heat Recovery Ventilator | 0.0243% | 0 | 0.045263 | Residential_2025_SC A_MW_After Competition Groups_Heat Recovery Ventilator
Residential | Res ¦ Chilled Water Optimization | 2025 | SC A | MW | After Competition Groups | 0.043702 | 0 | 0 | 186.276 | 0.00023461 | 45 | Residential_2025_SC A_MW_After Competition Groups_45 | Chilled Water Optimization | 0.02346% | 0 | 0.043702 | Residential_2025_SC A_MW_After Competition Groups_Chilled Water Optimization
Residential | Res ¦ Beverage Vending Machine Controls | 2025 | SC A | MW | After Competition Groups | 0.03432 | 0 | 0 | 186.276 | 0.00018424 | 46 | Residential_2025_SC A_MW_After Competition Groups_46 | Beverage Vending Machine Controls | 0.01842% | 0 | 0.03432 | Residential_2025_SC A_MW_After Competition Groups_Beverage Vending Machine Controls
Residential | Res ¦ Tankless Water Heater | 2025 | SC A | MW | After Competition Groups | 0.031051 | 0 | 0 | 186.276 | 0.00016669 | 47 | Residential_2025_SC A_MW_After Competition Groups_47 | Tankless Water Heater | 0.01667% | 0 | 0.031051 | Residential_2025_SC A_MW_After Competition Groups_Tankless Water Heater
Residential | Res ¦ LED High Bay Fixture | 2025 | SC A | MW | After Competition Groups | 0.0064327 | 0 | 0 | 186.276 | 3.4533e-05 | 48 | Residential_2025_SC A_MW_After Competition Groups_48 | LED High Bay Fixture | 0.003453% | 0 | 0.0064327 | Residential_2025_SC A_MW_After Competition Groups_LED High Bay Fixture
Residential | Res ¦ Wall Insulation MF | 2025 | SC A | MW | After Competition Groups | 0.001403 | 0 | 0 | 186.276 | 7.5321e-06 | 49 | Residential_2025_SC A_MW_After Competition Groups_49 | Wall Insulation MF | 0.0007532% | 0 | 0.001403 | Residential_2025_SC A_MW_After Competition Groups_Wall Insulation MF
Residential | Res ¦ Wall Insulation | 2025 | SC A | MW | After Competition Groups | 0.0011366 | 0 | 0 | 186.276 | 6.1018e-06 | 50 | Residential_2025_SC A_MW_After Competition Groups_50 | Wall Insulation | 0.0006102% | 0 | 0.0011366 | Residential_2025_SC A_MW_After Competition Groups_Wall Insulation
Residential | Res ¦ Freezer Recycling | 2025 | SC A | MW | After Competition Groups | 0.0001518 | 0 | 0 | 186.276 | 8.1491e-07 | 51 | Residential_2025_SC A_MW_After Competition Groups_51 | Freezer Recycling | 8.149e-05% | 0 | 0.0001518 | Residential_2025_SC A_MW_After Competition Groups_Freezer Recycling
Residential | Res ¦ LED Downlight | 2025 | SC A | MW | After Competition Groups | 0 | 0 | 0 | 186.276 | 0 | 52 | Residential_2025_SC A_MW_After Competition Groups_52 | LED Downlight | 0% | 0 | 0 | Residential_2025_SC A_MW_After Competition Groups_LED Downlight
Residential | Res ¦ Smart Burners | 2025 | SC A | MW | After Competition Groups | 0 | 0 | 0 | 186.276 | 0 | 53 | Residential_2025_SC A_MW_After Competition Groups_53 | Smart Burners | 0% | 0 | 0 | Residential_2025_SC A_MW_After Competition Groups_Smart Burners
Residential | Res ¦ Smart Power Bar | 2025 | SC A | MW | After Competition Groups | 0 | 0 | 0 | 186.276 | 0 | 54 | Residential_2025_SC A_MW_After Competition Groups_54 | Smart Power Bar | 0% | 0 | 0 | Residential_2025_SC A_MW_After Competition Groups_Smart Power Bar
Residential | Res ¦ Building Recommissioning, Operations and Maintenance (O&M) Improvements | 2025 | SC B | MW | After Competition Groups | 50.9003 | 0 | 0 | 342.8898 | 0.14845 | 1 | Residential_2025_SC B_MW_After Competition Groups_1 | Building Recommissioning, Operations and Maintenance (O&M) Improvements | 14.84% | 0 | 50.9003 | Residential_2025_SC B_MW_After Competition Groups_Building Recommissioning, Operations and Maintenance (O&M) Improvements
Residential | Res ¦ Ductless Mini-Split Heat Pump | 2025 | SC B | MW | After Competition Groups | 42.0851 | 0 | 0 | 342.8898 | 0.12274 | 2 | Residential_2025_SC B_MW_After Competition Groups_2 | Ductless Mini-Split Heat Pump | 12.27% | 0 | 42.0851 | Residential_2025_SC B_MW_After Competition Groups_Ductless Mini-Split Heat Pump
Residential | Res ¦ Variable Speed Pool Pump Motor | 2025 | SC B | MW | After Competition Groups | 36.3544 | 0 | 0 | 342.8898 | 0.10602 | 3 | Residential_2025_SC B_MW_After Competition Groups_3 | Variable Speed Pool Pump Motor | 10.6% | 0 | 36.3544 | Residential_2025_SC B_MW_After Competition Groups_Variable Speed Pool Pump Motor
Residential | Res ¦ Energy Star Clothes Washer | 2025 | SC B | MW | After Competition Groups | 34.9604 | 0 | 0 | 342.8898 | 0.10196 | 4 | Residential_2025_SC B_MW_After Competition Groups_4 | Energy Star Clothes Washer | 10.2% | 0 | 34.9604 | Residential_2025_SC B_MW_After Competition Groups_Energy Star Clothes Washer
Residential | Res ¦ Adaptive Thermostat | 2025 | SC B | MW | After Competition Groups | 30.2165 | 0 | 0 | 342.8898 | 0.088123 | 5 | Residential_2025_SC B_MW_After Competition Groups_5 | Adaptive Thermostat | 8.812% | 0 | 30.2165 | Residential_2025_SC B_MW_After Competition Groups_Adaptive Thermostat
Residential | Res ¦ Energy Star A Line, PAR, MR Lamps | 2025 | SC B | MW | After Competition Groups | 12.7361 | 0 | 0 | 342.8898 | 0.037143 | 6 | Residential_2025_SC B_MW_After Competition Groups_6 | Energy Star A Line, PAR, MR Lamps | 3.714% | 0 | 12.7361 | Residential_2025_SC B_MW_After Competition Groups_Energy Star A Line, PAR, MR Lamps
Residential | Res ¦ Energy Star LED Bulbs General Purpose LEDs | 2025 | SC B | MW | After Competition Groups | 12.7317 | 0 | 0 | 342.8898 | 0.037131 | 7 | Residential_2025_SC B_MW_After Competition Groups_7 | Energy Star LED Bulbs General Purpose LEDs | 3.713% | 0 | 12.7317 | Residential_2025_SC B_MW_After Competition Groups_Energy Star LED Bulbs General Purpose LEDs
Residential | Res ¦ Energy Star LED Specialty Bulbs | 2025 | SC B | MW | After Competition Groups | 11.5958 | 0 | 0 | 342.8898 | 0.033818 | 8 | Residential_2025_SC B_MW_After Competition Groups_8 | Energy Star LED Specialty Bulbs | 3.382% | 0 | 11.5958 | Residential_2025_SC B_MW_After Competition Groups_Energy Star LED Specialty Bulbs
Residential | Res ¦ Energy Star Room Air Conditioner | 2025 | SC B | MW | After Competition Groups | 10.6355 | 0 | 0 | 342.8898 | 0.031017 | 9 | Residential_2025_SC B_MW_After Competition Groups_9 | Energy Star Room Air Conditioner | 3.102% | 0 | 10.6355 | Residential_2025_SC B_MW_After Competition Groups_Energy Star Room Air Conditioner
Residential | Res ¦ Energy Star Air Source Heat Pump | 2025 | SC B | MW | After Competition Groups | 9.5356 | 0 | 0 | 342.8898 | 0.027809 | 10 | Residential_2025_SC B_MW_After Competition Groups_10 | Energy Star Air Source Heat Pump | 2.781% | 0 | 9.5356 | Residential_2025_SC B_MW_After Competition Groups_Energy Star Air Source Heat Pump
Residential | Res ¦ Basement Wall Insulation | 2025 | SC B | MW | After Competition Groups | 8.1725 | 0 | 0 | 342.8898 | 0.023834 | 11 | Residential_2025_SC B_MW_After Competition Groups_11 | Basement Wall Insulation | 2.383% | 0 | 8.1725 | Residential_2025_SC B_MW_After Competition Groups_Basement Wall Insulation
Residential | Res ¦ Advanced BAS/Controllers | 2025 | SC B | MW | After Competition Groups | 7.4489 | 0 | 0 | 342.8898 | 0.021724 | 12 | Residential_2025_SC B_MW_After Competition Groups_12 | Advanced BAS/Controllers | 2.172% | 0 | 7.4489 | Residential_2025_SC B_MW_After Competition Groups_Advanced BAS/Controllers
Residential | Res ¦ Occupancy Sensors MF | 2025 | SC B | MW | After Competition Groups | 7.0135 | 0 | 0 | 342.8898 | 0.020454 | 13 | Residential_2025_SC B_MW_After Competition Groups_13 | Occupancy Sensors MF | 2.045% | 0 | 7.0135 | Residential_2025_SC B_MW_After Competition Groups_Occupancy Sensors MF
Residential | Res ¦ Clothes Drying Racks | 2025 | SC B | MW | After Competition Groups | 6.8904 | 0 | 0 | 342.8898 | 0.020095 | 14 | Residential_2025_SC B_MW_After Competition Groups_14 | Clothes Drying Racks | 2.01% | 0 | 6.8904 | Residential_2025_SC B_MW_After Competition Groups_Clothes Drying Racks
Residential | Res ¦ Attic Insulation | 2025 | SC B | MW | After Competition Groups | 6.3035 | 0 | 0 | 342.8898 | 0.018383 | 15 | Residential_2025_SC B_MW_After Competition Groups_15 | Attic Insulation | 1.838% | 0 | 6.3035 | Residential_2025_SC B_MW_After Competition Groups_Attic Insulation
Residential | Res ¦ Refrigerator Recycling | 2025 | SC B | MW | After Competition Groups | 5.8417 | 0 | 0 | 342.8898 | 0.017037 | 16 | Residential_2025_SC B_MW_After Competition Groups_16 | Refrigerator Recycling | 1.704% | 0 | 5.8417 | Residential_2025_SC B_MW_After Competition Groups_Refrigerator Recycling
Residential | Res ¦ Energy Star Clothes Dryer | 2025 | SC B | MW | After Competition Groups | 5.4569 | 0 | 0 | 342.8898 | 0.015915 | 17 | Residential_2025_SC B_MW_After Competition Groups_17 | Energy Star Clothes Dryer | 1.591% | 0 | 5.4569 | Residential_2025_SC B_MW_After Competition Groups_Energy Star Clothes Dryer
Residential | Res ¦ Freezer Recycling | 2025 | SC B | MW | After Competition Groups | 5.427 | 0 | 0 | 342.8898 | 0.015827 | 18 | Residential_2025_SC B_MW_After Competition Groups_18 | Freezer Recycling | 1.583% | 0 | 5.427 | Residential_2025_SC B_MW_After Competition Groups_Freezer Recycling
Residential | Res ¦ High Efficiency Chiller (avg of water and air cooled) | 2025 | SC B | MW | After Competition Groups | 4.9632 | 0 | 0 | 342.8898 | 0.014475 | 19 | Residential_2025_SC B_MW_After Competition Groups_19 | High Efficiency Chiller (avg of water and air cooled) | 1.447% | 0 | 4.9632 | Residential_2025_SC B_MW_After Competition Groups_High Efficiency Chiller (avg of water and air cooled)
Residential | Res ¦ Energy Star Torchiere | 2025 | SC B | MW | After Competition Groups | 4.0146 | 0 | 0 | 342.8898 | 0.011708 | 20 | Residential_2025_SC B_MW_After Competition Groups_20 | Energy Star Torchiere | 1.171% | 0 | 4.0146 | Residential_2025_SC B_MW_After Competition Groups_Energy Star Torchiere
Residential | Res ¦ Energy Star Dehumidifier | 2025 | SC B | MW | After Competition Groups | 2.6964 | 0 | 0 | 342.8898 | 0.0078639 | 21 | Residential_2025_SC B_MW_After Competition Groups_21 | Energy Star Dehumidifier | 0.7864% | 0 | 2.6964 | Residential_2025_SC B_MW_After Competition Groups_Energy Star Dehumidifier
Residential | Res ¦ LED Tube Re-Lamp | 2025 | SC B | MW | After Competition Groups | 2.3639 | 0 | 0 | 342.8898 | 0.006894 | 22 | Residential_2025_SC B_MW_After Competition Groups_22 | LED Tube Re-Lamp | 0.6894% | 0 | 2.3639 | Residential_2025_SC B_MW_After Competition Groups_LED Tube Re-Lamp
Residential | Res ¦ Outside Air Economizer | 2025 | SC B | MW | After Competition Groups | 1.9734 | 0 | 0 | 342.8898 | 0.0057551 | 23 | Residential_2025_SC B_MW_After Competition Groups_23 | Outside Air Economizer | 0.5755% | 0 | 1.9734 | Residential_2025_SC B_MW_After Competition Groups_Outside Air Economizer
Residential | Res ¦ Energy Star Freezer | 2025 | SC B | MW | After Competition Groups | 1.8765 | 0 | 0 | 342.8898 | 0.0054727 | 24 | Residential_2025_SC B_MW_After Competition Groups_24 | Energy Star Freezer | 0.5473% | 0 | 1.8765 | Residential_2025_SC B_MW_After Competition Groups_Energy Star Freezer
Residential | Res ¦ Air Sealing | 2025 | SC B | MW | After Competition Groups | 1.7383 | 0 | 0 | 342.8898 | 0.0050695 | 25 | Residential_2025_SC B_MW_After Competition Groups_25 | Air Sealing | 0.507% | 0 | 1.7383 | Residential_2025_SC B_MW_After Competition Groups_Air Sealing
Residential | Res ¦ Energy Star Light Fixture | 2025 | SC B | MW | After Competition Groups | 1.6922 | 0 | 0 | 342.8898 | 0.004935 | 26 | Residential_2025_SC B_MW_After Competition Groups_26 | Energy Star Light Fixture | 0.4935% | 0 | 1.6922 | Residential_2025_SC B_MW_After Competition Groups_Energy Star Light Fixture
Residential | Res ¦ Floor Insulation | 2025 | SC B | MW | After Competition Groups | 1.6514 | 0 | 0 | 342.8898 | 0.0048161 | 27 | Residential_2025_SC B_MW_After Competition Groups_27 | Floor Insulation | 0.4816% | 0 | 1.6514 | Residential_2025_SC B_MW_After Competition Groups_Floor Insulation
Residential | Res ¦ ENERGY STAR LED LAMPS (REFLECTOR LAMPs/MR16/PAR 16) | 2025 | SC B | MW | After Competition Groups | 1.5562 | 0 | 0 | 342.8898 | 0.0045385 | 28 | Residential_2025_SC B_MW_After Competition Groups_28 | ENERGY STAR LED LAMPS (REFLECTOR LAMPs/MR16/PAR 16) | 0.4539% | 0 | 1.5562 | Residential_2025_SC B_MW_After Competition Groups_ENERGY STAR LED LAMPS (REFLECTOR LAMPs/MR16/PAR 16)
Residential | Res ¦ Duct Insulation | 2025 | SC B | MW | After Competition Groups | 1.4405 | 0 | 0 | 342.8898 | 0.0042011 | 29 | Residential_2025_SC B_MW_After Competition Groups_29 | Duct Insulation | 0.4201% | 0 | 1.4405 | Residential_2025_SC B_MW_After Competition Groups_Duct Insulation
Residential | Res ¦ Minimize Hot and Warm Clothes Wash | 2025 | SC B | MW | After Competition Groups | 1.4233 | 0 | 0 | 342.8898 | 0.0041509 | 30 | Residential_2025_SC B_MW_After Competition Groups_30 | Minimize Hot and Warm Clothes Wash | 0.4151% | 0 | 1.4233 | Residential_2025_SC B_MW_After Competition Groups_Minimize Hot and Warm Clothes Wash
Residential | Res ¦ Demand Control Ventilation | 2025 | SC B | MW | After Competition Groups | 1.309 | 0 | 0 | 342.8898 | 0.0038176 | 31 | Residential_2025_SC B_MW_After Competition Groups_31 | Demand Control Ventilation | 0.3818% | 0 | 1.309 | Residential_2025_SC B_MW_After Competition Groups_Demand Control Ventilation
Residential | Res ¦ Home Energy Reports | 2025 | SC B | MW | After Competition Groups | 1.3053 | 0 | 0 | 342.8898 | 0.0038068 | 32 | Residential_2025_SC B_MW_After Competition Groups_32 | Home Energy Reports | 0.3807% | 0 | 1.3053 | Residential_2025_SC B_MW_After Competition Groups_Home Energy Reports
Residential | Res ¦ Furnace Whistle | 2025 | SC B | MW | After Competition Groups | 1.2582 | 0 | 0 | 342.8898 | 0.0036693 | 33 | Residential_2025_SC B_MW_After Competition Groups_33 | Furnace Whistle | 0.3669% | 0 | 1.2582 | Residential_2025_SC B_MW_After Competition Groups_Furnace Whistle
Residential | Res ¦ Comprehensive Draft Proofing | 2025 | SC B | MW | After Competition Groups | 1.0691 | 0 | 0 | 342.8898 | 0.003118 | 34 | Residential_2025_SC B_MW_After Competition Groups_34 | Comprehensive Draft Proofing | 0.3118% | 0 | 1.0691 | Residential_2025_SC B_MW_After Competition Groups_Comprehensive Draft Proofing
Residential | Res ¦ Variable Frequency Drive (VFD) | 2025 | SC B | MW | After Competition Groups | 1.0369 | 0 | 0 | 342.8898 | 0.0030241 | 35 | Residential_2025_SC B_MW_After Competition Groups_35 | Variable Frequency Drive (VFD) | 0.3024% | 0 | 1.0369 | Residential_2025_SC B_MW_After Competition Groups_Variable Frequency Drive (VFD)
Residential | Res ¦ CO Sensors for parking garage exhaust fans | 2025 | SC B | MW | After Competition Groups | 0.98743 | 0 | 0 | 342.8898 | 0.0028797 | 36 | Residential_2025_SC B_MW_After Competition Groups_36 | CO Sensors for parking garage exhaust fans | 0.288% | 0 | 0.98743 | Residential_2025_SC B_MW_After Competition Groups_CO Sensors for parking garage exhaust fans
Residential | Res ¦ LED Parking Lot Fixture | 2025 | SC B | MW | After Competition Groups | 0.66107 | 0 | 0 | 342.8898 | 0.0019279 | 37 | Residential_2025_SC B_MW_After Competition Groups_37 | LED Parking Lot Fixture | 0.1928% | 0 | 0.66107 | Residential_2025_SC B_MW_After Competition Groups_LED Parking Lot Fixture
Residential | Res ¦ Water Heater Temperature Setback | 2025 | SC B | MW | After Competition Groups | 0.65583 | 0 | 0 | 342.8898 | 0.0019127 | 38 | Residential_2025_SC B_MW_After Competition Groups_38 | Water Heater Temperature Setback | 0.1913% | 0 | 0.65583 | Residential_2025_SC B_MW_After Competition Groups_Water Heater Temperature Setback
Residential | Res ¦ Duct Insulation MF | 2025 | SC B | MW | After Competition Groups | 0.63685 | 0 | 0 | 342.8898 | 0.0018573 | 39 | Residential_2025_SC B_MW_After Competition Groups_39 | Duct Insulation MF | 0.1857% | 0 | 0.63685 | Residential_2025_SC B_MW_After Competition Groups_Duct Insulation MF
Residential | Res ¦ Heat Recovery Ventilator | 2025 | SC B | MW | After Competition Groups | 0.44336 | 0 | 0 | 342.8898 | 0.001293 | 40 | Residential_2025_SC B_MW_After Competition Groups_40 | Heat Recovery Ventilator | 0.1293% | 0 | 0.44336 | Residential_2025_SC B_MW_After Competition Groups_Heat Recovery Ventilator
Residential | Res ¦ Condensing Make Up Air Unit | 2025 | SC B | MW | After Competition Groups | 0.41423 | 0 | 0 | 342.8898 | 0.0012081 | 41 | Residential_2025_SC B_MW_After Competition Groups_41 | Condensing Make Up Air Unit | 0.1208% | 0 | 0.41423 | Residential_2025_SC B_MW_After Competition Groups_Condensing Make Up Air Unit
Residential | Res ¦ ENERGY STAR LED Lamps (General Service Lamps) | 2025 | SC B | MW | After Competition Groups | 0.36375 | 0 | 0 | 342.8898 | 0.0010608 | 42 | Residential_2025_SC B_MW_After Competition Groups_42 | ENERGY STAR LED Lamps (General Service Lamps) | 0.1061% | 0 | 0.36375 | Residential_2025_SC B_MW_After Competition Groups_ENERGY STAR LED Lamps (General Service Lamps)
Residential | Res ¦ VFD on Pumps | 2025 | SC B | MW | After Competition Groups | 0.31886 | 0 | 0 | 342.8898 | 0.00092992 | 43 | Residential_2025_SC B_MW_After Competition Groups_43 | VFD on Pumps | 0.09299% | 0 | 0.31886 | Residential_2025_SC B_MW_After Competition Groups_VFD on Pumps
Residential | Res ¦ LED Exterior Area Lights - LED Fixture (200W) | 2025 | SC B | MW | After Competition Groups | 0.2856 | 0 | 0 | 342.8898 | 0.00083292 | 44 | Residential_2025_SC B_MW_After Competition Groups_44 | LED Exterior Area Lights - LED Fixture (200W) | 0.08329% | 0 | 0.2856 | Residential_2025_SC B_MW_After Competition Groups_LED Exterior Area Lights - LED Fixture (200W)
Residential | Res ¦ ECM MOTORS FOR HVAC APPLICATION (FAN-POWERED VAV BOX) | 2025 | SC B | MW | After Competition Groups | 0.16005 | 0 | 0 | 342.8898 | 0.00046678 | 45 | Residential_2025_SC B_MW_After Competition Groups_45 | ECM MOTORS FOR HVAC APPLICATION (FAN-POWERED VAV BOX) | 0.04668% | 0 | 0.16005 | Residential_2025_SC B_MW_After Competition Groups_ECM MOTORS FOR HVAC APPLICATION (FAN-POWERED VAV BOX)
Residential | Res ¦ Tankless Water Heater | 2025 | SC B | MW | After Competition Groups | 0.095767 | 0 | 0 | 342.8898 | 0.00027929 | 46 | Residential_2025_SC B_MW_After Competition Groups_46 | Tankless Water Heater | 0.02793% | 0 | 0.095767 | Residential_2025_SC B_MW_After Competition Groups_Tankless Water Heater
Residential | Res ¦ Beverage Vending Machine Controls | 2025 | SC B | MW | After Competition Groups | 0.092581 | 0 | 0 | 342.8898 | 0.00027 | 47 | Residential_2025_SC B_MW_After Competition Groups_47 | Beverage Vending Machine Controls | 0.027% | 0 | 0.092581 | Residential_2025_SC B_MW_After Competition Groups_Beverage Vending Machine Controls
Residential | Res ¦ Chilled Water Optimization | 2025 | SC B | MW | After Competition Groups | 0.060473 | 0 | 0 | 342.8898 | 0.00017636 | 48 | Residential_2025_SC B_MW_After Competition Groups_48 | Chilled Water Optimization | 0.01764% | 0 | 0.060473 | Residential_2025_SC B_MW_After Competition Groups_Chilled Water Optimization
Residential | Res ¦ Wall Insulation | 2025 | SC B | MW | After Competition Groups | 0.023736 | 0 | 0 | 342.8898 | 6.9224e-05 | 49 | Residential_2025_SC B_MW_After Competition Groups_49 | Wall Insulation | 0.006922% | 0 | 0.023736 | Residential_2025_SC B_MW_After Competition Groups_Wall Insulation
Residential | Res ¦ LED High Bay Fixture | 2025 | SC B | MW | After Competition Groups | 0.014642 | 0 | 0 | 342.8898 | 4.2701e-05 | 50 | Residential_2025_SC B_MW_After Competition Groups_50 | LED High Bay Fixture | 0.00427% | 0 | 0.014642 | Residential_2025_SC B_MW_After Competition Groups_LED High Bay Fixture
Residential | Res ¦ Wall Insulation MF | 2025 | SC B | MW | After Competition Groups | 0.0014396 | 0 | 0 | 342.8898 | 4.1984e-06 | 51 | Residential_2025_SC B_MW_After Competition Groups_51 | Wall Insulation MF | 0.0004198% | 0 | 0.0014396 | Residential_2025_SC B_MW_After Competition Groups_Wall Insulation MF
Residential | Res ¦ LED Downlight | 2025 | SC B | MW | After Competition Groups | 0 | 0 | 0 | 342.8898 | 0 | 52 | Residential_2025_SC B_MW_After Competition Groups_52 | LED Downlight | 0% | 0 | 0 | Residential_2025_SC B_MW_After Competition Groups_LED Downlight
Residential | Res ¦ Smart Burners | 2025 | SC B | MW | After Competition Groups | 0 | 0 | 0 | 342.8898 | 0 | 53 | Residential_2025_SC B_MW_After Competition Groups_53 | Smart Burners | 0% | 0 | 0 | Residential_2025_SC B_MW_After Competition Groups_Smart Burners
Residential | Res ¦ Smart Power Bar | 2025 | SC B | MW | After Competition Groups | 0 | 0 | 0 | 342.8898 | 0 | 54 | Residential_2025_SC B_MW_After Competition Groups_54 | Smart Power Bar | 0% | 0 | 0 | Residential_2025_SC B_MW_After Competition Groups_Smart Power Bar
Residential | Res ¦ Ductless Mini-Split Heat Pump | 2025 | SC C | MW | After Competition Groups | 32.5216 | 0 | 0 | 224.4261 | 0.14491 | 1 | Residential_2025_SC C_MW_After Competition Groups_1 | Ductless Mini-Split Heat Pump | 14.49% | 0 | 32.5216 | Residential_2025_SC C_MW_After Competition Groups_Ductless Mini-Split Heat Pump
Residential | Res ¦ Energy Star Clothes Washer | 2025 | SC C | MW | After Competition Groups | 30.6137 | 0 | 0 | 224.4261 | 0.13641 | 2 | Residential_2025_SC C_MW_After Competition Groups_2 | Energy Star Clothes Washer | 13.64% | 0 | 30.6137 | Residential_2025_SC C_MW_After Competition Groups_Energy Star Clothes Washer
Residential | Res ¦ Energy Star LED Specialty Bulbs | 2025 | SC C | MW | After Competition Groups | 22.9441 | 0 | 0 | 224.4261 | 0.10223 | 3 | Residential_2025_SC C_MW_After Competition Groups_3 | Energy Star LED Specialty Bulbs | 10.22% | 0 | 22.9441 | Residential_2025_SC C_MW_After Competition Groups_Energy Star LED Specialty Bulbs
Residential | Res ¦ Adaptive Thermostat | 2025 | SC C | MW | After Competition Groups | 21.2001 | 0 | 0 | 224.4261 | 0.094464 | 4 | Residential_2025_SC C_MW_After Competition Groups_4 | Adaptive Thermostat | 9.446% | 0 | 21.2001 | Residential_2025_SC C_MW_After Competition Groups_Adaptive Thermostat
Residential | Res ¦ Building Recommissioning, Operations and Maintenance (O&M) Improvements | 2025 | SC C | MW | After Competition Groups | 20.3497 | 0 | 0 | 224.4261 | 0.090674 | 5 | Residential_2025_SC C_MW_After Competition Groups_5 | Building Recommissioning, Operations and Maintenance (O&M) Improvements | 9.067% | 0 | 20.3497 | Residential_2025_SC C_MW_After Competition Groups_Building Recommissioning, Operations and Maintenance (O&M) Improvements
Residential | Res ¦ Variable Speed Pool Pump Motor | 2025 | SC C | MW | After Competition Groups | 14.5356 | 0 | 0 | 224.4261 | 0.064768 | 6 | Residential_2025_SC C_MW_After Competition Groups_6 | Variable Speed Pool Pump Motor | 6.477% | 0 | 14.5356 | Residential_2025_SC C_MW_After Competition Groups_Variable Speed Pool Pump Motor
Residential | Res ¦ Energy Star A Line, PAR, MR Lamps | 2025 | SC C | MW | After Competition Groups | 8.8322 | 0 | 0 | 224.4261 | 0.039354 | 7 | Residential_2025_SC C_MW_After Competition Groups_7 | Energy Star A Line, PAR, MR Lamps | 3.935% | 0 | 8.8322 | Residential_2025_SC C_MW_After Competition Groups_Energy Star A Line, PAR, MR Lamps
Residential | Res ¦ Energy Star Room Air Conditioner | 2025 | SC C | MW | After Competition Groups | 8.5485 | 0 | 0 | 224.4261 | 0.03809 | 8 | Residential_2025_SC C_MW_After Competition Groups_8 | Energy Star Room Air Conditioner | 3.809% | 0 | 8.5485 | Residential_2025_SC C_MW_After Competition Groups_Energy Star Room Air Conditioner
Residential | Res ¦ Basement Wall Insulation | 2025 | SC C | MW | After Competition Groups | 8.1737 | 0 | 0 | 224.4261 | 0.03642 | 9 | Residential_2025_SC C_MW_After Competition Groups_9 | Basement Wall Insulation | 3.642% | 0 | 8.1737 | Residential_2025_SC C_MW_After Competition Groups_Basement Wall Insulation
Residential | Res ¦ Attic Insulation | 2025 | SC C | MW | After Competition Groups | 6.1687 | 0 | 0 | 224.4261 | 0.027487 | 10 | Residential_2025_SC C_MW_After Competition Groups_10 | Attic Insulation | 2.749% | 0 | 6.1687 | Residential_2025_SC C_MW_After Competition Groups_Attic Insulation
Residential | Res ¦ Energy Star Air Source Heat Pump | 2025 | SC C | MW | After Competition Groups | 6.0901 | 0 | 0 | 224.4261 | 0.027136 | 11 | Residential_2025_SC C_MW_After Competition Groups_11 | Energy Star Air Source Heat Pump | 2.714% | 0 | 6.0901 | Residential_2025_SC C_MW_After Competition Groups_Energy Star Air Source Heat Pump
Residential | Res ¦ Energy Star Clothes Dryer | 2025 | SC C | MW | After Competition Groups | 5.4585 | 0 | 0 | 224.4261 | 0.024322 | 12 | Residential_2025_SC C_MW_After Competition Groups_12 | Energy Star Clothes Dryer | 2.432% | 0 | 5.4585 | Residential_2025_SC C_MW_After Competition Groups_Energy Star Clothes Dryer
Residential | Res ¦ High Efficiency Chiller (avg of water and air cooled) | 2025 | SC C | MW | After Competition Groups | 4.81 | 0 | 0 | 224.4261 | 0.021433 | 13 | Residential_2025_SC C_MW_After Competition Groups_13 | High Efficiency Chiller (avg of water and air cooled) | 2.143% | 0 | 4.81 | Residential_2025_SC C_MW_After Competition Groups_High Efficiency Chiller (avg of water and air cooled)
Residential | Res ¦ Energy Star LED Bulbs General Purpose LEDs | 2025 | SC C | MW | After Competition Groups | 3.0282 | 0 | 0 | 224.4261 | 0.013493 | 14 | Residential_2025_SC C_MW_After Competition Groups_14 | Energy Star LED Bulbs General Purpose LEDs | 1.349% | 0 | 3.0282 | Residential_2025_SC C_MW_After Competition Groups_Energy Star LED Bulbs General Purpose LEDs
Residential | Res ¦ Advanced BAS/Controllers | 2025 | SC C | MW | After Competition Groups | 2.9784 | 0 | 0 | 224.4261 | 0.013271 | 15 | Residential_2025_SC C_MW_After Competition Groups_15 | Advanced BAS/Controllers | 1.327% | 0 | 2.9784 | Residential_2025_SC C_MW_After Competition Groups_Advanced BAS/Controllers
Residential | Res ¦ Occupancy Sensors MF | 2025 | SC C | MW | After Competition Groups | 2.7889 | 0 | 0 | 224.4261 | 0.012427 | 16 | Residential_2025_SC C_MW_After Competition Groups_16 | Occupancy Sensors MF | 1.243% | 0 | 2.7889 | Residential_2025_SC C_MW_After Competition Groups_Occupancy Sensors MF
Residential | Res ¦ Energy Star Torchiere | 2025 | SC C | MW | After Competition Groups | 2.6435 | 0 | 0 | 224.4261 | 0.011779 | 17 | Residential_2025_SC C_MW_After Competition Groups_17 | Energy Star Torchiere | 1.178% | 0 | 2.6435 | Residential_2025_SC C_MW_After Competition Groups_Energy Star Torchiere
Residential | Res ¦ LED Tube Re-Lamp | 2025 | SC C | MW | After Competition Groups | 2.3639 | 0 | 0 | 224.4261 | 0.010533 | 18 | Residential_2025_SC C_MW_After Competition Groups_18 | LED Tube Re-Lamp | 1.053% | 0 | 2.3639 | Residential_2025_SC C_MW_After Competition Groups_LED Tube Re-Lamp
Residential | Res ¦ Refrigerator Recycling | 2025 | SC C | MW | After Competition Groups | 2.3357 | 0 | 0 | 224.4261 | 0.010407 | 19 | Residential_2025_SC C_MW_After Competition Groups_19 | Refrigerator Recycling | 1.041% | 0 | 2.3357 | Residential_2025_SC C_MW_After Competition Groups_Refrigerator Recycling
Residential | Res ¦ Air Sealing | 2025 | SC C | MW | After Competition Groups | 1.5972 | 0 | 0 | 224.4261 | 0.0071166 | 20 | Residential_2025_SC C_MW_After Competition Groups_20 | Air Sealing | 0.7117% | 0 | 1.5972 | Residential_2025_SC C_MW_After Competition Groups_Air Sealing
Residential | Res ¦ ENERGY STAR LED LAMPS (REFLECTOR LAMPs/MR16/PAR 16) | 2025 | SC C | MW | After Competition Groups | 1.5562 | 0 | 0 | 224.4261 | 0.0069342 | 21 | Residential_2025_SC C_MW_After Competition Groups_21 | ENERGY STAR LED LAMPS (REFLECTOR LAMPs/MR16/PAR 16) | 0.6934% | 0 | 1.5562 | Residential_2025_SC C_MW_After Competition Groups_ENERGY STAR LED LAMPS (REFLECTOR LAMPs/MR16/PAR 16)
Residential | Res ¦ Energy Star Light Fixture | 2025 | SC C | MW | After Competition Groups | 1.5367 | 0 | 0 | 224.4261 | 0.0068474 | 22 | Residential_2025_SC C_MW_After Competition Groups_22 | Energy Star Light Fixture | 0.6847% | 0 | 1.5367 | Residential_2025_SC C_MW_After Competition Groups_Energy Star Light Fixture
Residential | Res ¦ Minimize Hot and Warm Clothes Wash | 2025 | SC C | MW | After Competition Groups | 1.4233 | 0 | 0 | 224.4261 | 0.006342 | 23 | Residential_2025_SC C_MW_After Competition Groups_23 | Minimize Hot and Warm Clothes Wash | 0.6342% | 0 | 1.4233 | Residential_2025_SC C_MW_After Competition Groups_Minimize Hot and Warm Clothes Wash
Residential | Res ¦ Energy Star Freezer | 2025 | SC C | MW | After Competition Groups | 1.4177 | 0 | 0 | 224.4261 | 0.0063172 | 24 | Residential_2025_SC C_MW_After Competition Groups_24 | Energy Star Freezer | 0.6317% | 0 | 1.4177 | Residential_2025_SC C_MW_After Competition Groups_Energy Star Freezer
Residential | Res ¦ Home Energy Reports | 2025 | SC C | MW | After Competition Groups | 1.3053 | 0 | 0 | 224.4261 | 0.0058163 | 25 | Residential_2025_SC C_MW_After Competition Groups_25 | Home Energy Reports | 0.5816% | 0 | 1.3053 | Residential_2025_SC C_MW_After Competition Groups_Home Energy Reports
Residential | Res ¦ Floor Insulation | 2025 | SC C | MW | After Competition Groups | 1.2972 | 0 | 0 | 224.4261 | 0.00578 | 26 | Residential_2025_SC C_MW_After Competition Groups_26 | Floor Insulation | 0.578% | 0 | 1.2972 | Residential_2025_SC C_MW_After Competition Groups_Floor Insulation
Residential | Res ¦ Outside Air Economizer | 2025 | SC C | MW | After Competition Groups | 1.1352 | 0 | 0 | 224.4261 | 0.0050582 | 27 | Residential_2025_SC C_MW_After Competition Groups_27 | Outside Air Economizer | 0.5058% | 0 | 1.1352 | Residential_2025_SC C_MW_After Competition Groups_Outside Air Economizer
Residential | Res ¦ Energy Star Dehumidifier | 2025 | SC C | MW | After Competition Groups | 1.0081 | 0 | 0 | 224.4261 | 0.0044918 | 28 | Residential_2025_SC C_MW_After Competition Groups_28 | Energy Star Dehumidifier | 0.4492% | 0 | 1.0081 | Residential_2025_SC C_MW_After Competition Groups_Energy Star Dehumidifier
Residential | Res ¦ LED Parking Lot Fixture | 2025 | SC C | MW | After Competition Groups | 0.58703 | 0 | 0 | 224.4261 | 0.0026157 | 29 | Residential_2025_SC C_MW_After Competition Groups_29 | LED Parking Lot Fixture | 0.2616% | 0 | 0.58703 | Residential_2025_SC C_MW_After Competition Groups_LED Parking Lot Fixture
Residential | Res ¦ Duct Insulation MF | 2025 | SC C | MW | After Competition Groups | 0.58523 | 0 | 0 | 224.4261 | 0.0026077 | 30 | Residential_2025_SC C_MW_After Competition Groups_30 | Duct Insulation MF | 0.2608% | 0 | 0.58523 | Residential_2025_SC C_MW_After Competition Groups_Duct Insulation MF
Residential | Res ¦ Demand Control Ventilation | 2025 | SC C | MW | After Competition Groups | 0.52345 | 0 | 0 | 224.4261 | 0.0023324 | 31 | Residential_2025_SC C_MW_After Competition Groups_31 | Demand Control Ventilation | 0.2332% | 0 | 0.52345 | Residential_2025_SC C_MW_After Competition Groups_Demand Control Ventilation
Residential | Res ¦ Furnace Whistle | 2025 | SC C | MW | After Competition Groups | 0.50301 | 0 | 0 | 224.4261 | 0.0022413 | 32 | Residential_2025_SC C_MW_After Competition Groups_32 | Furnace Whistle | 0.2241% | 0 | 0.50301 | Residential_2025_SC C_MW_After Competition Groups_Furnace Whistle
Residential | Res ¦ Duct Insulation | 2025 | SC C | MW | After Competition Groups | 0.45342 | 0 | 0 | 224.4261 | 0.0020203 | 33 | Residential_2025_SC C_MW_After Competition Groups_33 | Duct Insulation | 0.202% | 0 | 0.45342 | Residential_2025_SC C_MW_After Competition Groups_Duct Insulation
Residential | Res ¦ CO Sensors for parking garage exhaust fans | 2025 | SC C | MW | After Competition Groups | 0.42897 | 0 | 0 | 224.4261 | 0.0019114 | 34 | Residential_2025_SC C_MW_After Competition Groups_34 | CO Sensors for parking garage exhaust fans | 0.1911% | 0 | 0.42897 | Residential_2025_SC C_MW_After Competition Groups_CO Sensors for parking garage exhaust fans
Residential | Res ¦ Comprehensive Draft Proofing | 2025 | SC C | MW | After Competition Groups | 0.42743 | 0 | 0 | 224.4261 | 0.0019046 | 35 | Residential_2025_SC C_MW_After Competition Groups_35 | Comprehensive Draft Proofing | 0.1905% | 0 | 0.42743 | Residential_2025_SC C_MW_After Competition Groups_Comprehensive Draft Proofing
Residential | Res ¦ Variable Frequency Drive (VFD) | 2025 | SC C | MW | After Competition Groups | 0.41458 | 0 | 0 | 224.4261 | 0.0018473 | 36 | Residential_2025_SC C_MW_After Competition Groups_36 | Variable Frequency Drive (VFD) | 0.1847% | 0 | 0.41458 | Residential_2025_SC C_MW_After Competition Groups_Variable Frequency Drive (VFD)
Residential | Res ¦ ENERGY STAR LED Lamps (General Service Lamps) | 2025 | SC C | MW | After Competition Groups | 0.36375 | 0 | 0 | 224.4261 | 0.0016208 | 37 | Residential_2025_SC C_MW_After Competition Groups_37 | ENERGY STAR LED Lamps (General Service Lamps) | 0.1621% | 0 | 0.36375 | Residential_2025_SC C_MW_After Competition Groups_ENERGY STAR LED Lamps (General Service Lamps)
Residential | Res ¦ Condensing Make Up Air Unit | 2025 | SC C | MW | After Competition Groups | 0.29479 | 0 | 0 | 224.4261 | 0.0013135 | 38 | Residential_2025_SC C_MW_After Competition Groups_38 | Condensing Make Up Air Unit | 0.1314% | 0 | 0.29479 | Residential_2025_SC C_MW_After Competition Groups_Condensing Make Up Air Unit
Residential | Res ¦ LED Exterior Area Lights - LED Fixture (200W) | 2025 | SC C | MW | After Competition Groups | 0.2856 | 0 | 0 | 224.4261 | 0.0012726 | 39 | Residential_2025_SC C_MW_After Competition Groups_39 | LED Exterior Area Lights - LED Fixture (200W) | 0.1273% | 0 | 0.2856 | Residential_2025_SC C_MW_After Competition Groups_LED Exterior Area Lights - LED Fixture (200W)
Residential | Res ¦ Water Heater Temperature Setback | 2025 | SC C | MW | After Competition Groups | 0.2622 | 0 | 0 | 224.4261 | 0.0011683 | 40 | Residential_2025_SC C_MW_After Competition Groups_40 | Water Heater Temperature Setback | 0.1168% | 0 | 0.2622 | Residential_2025_SC C_MW_After Competition Groups_Water Heater Temperature Setback
Residential | Res ¦ Clothes Drying Racks | 2025 | SC C | MW | After Competition Groups | 0.19241 | 0 | 0 | 224.4261 | 0.00085736 | 41 | Residential_2025_SC C_MW_After Competition Groups_41 | Clothes Drying Racks | 0.08574% | 0 | 0.19241 | Residential_2025_SC C_MW_After Competition Groups_Clothes Drying Racks
Residential | Res ¦ VFD on Pumps | 2025 | SC C | MW | After Competition Groups | 0.12749 | 0 | 0 | 224.4261 | 0.00056806 | 42 | Residential_2025_SC C_MW_After Competition Groups_42 | VFD on Pumps | 0.05681% | 0 | 0.12749 | Residential_2025_SC C_MW_After Competition Groups_VFD on Pumps
Residential | Res ¦ Heat Recovery Ventilator | 2025 | SC C | MW | After Competition Groups | 0.094315 | 0 | 0 | 224.4261 | 0.00042025 | 43 | Residential_2025_SC C_MW_After Competition Groups_43 | Heat Recovery Ventilator | 0.04202% | 0 | 0.094315 | Residential_2025_SC C_MW_After Competition Groups_Heat Recovery Ventilator
Residential | Res ¦ ECM MOTORS FOR HVAC APPLICATION (FAN-POWERED VAV BOX) | 2025 | SC C | MW | After Competition Groups | 0.06699 | 0 | 0 | 224.4261 | 0.00029849 | 44 | Residential_2025_SC C_MW_After Competition Groups_44 | ECM MOTORS FOR HVAC APPLICATION (FAN-POWERED VAV BOX) | 0.02985% | 0 | 0.06699 | Residential_2025_SC C_MW_After Competition Groups_ECM MOTORS FOR HVAC APPLICATION (FAN-POWERED VAV BOX)
Residential | Res ¦ Tankless Water Heater | 2025 | SC C | MW | After Competition Groups | 0.053794 | 0 | 0 | 224.4261 | 0.00023969 | 45 | Residential_2025_SC C_MW_After Competition Groups_45 | Tankless Water Heater | 0.02397% | 0 | 0.053794 | Residential_2025_SC C_MW_After Competition Groups_Tankless Water Heater
Residential | Res ¦ Chilled Water Optimization | 2025 | SC C | MW | After Competition Groups | 0.043702 | 0 | 0 | 224.4261 | 0.00019473 | 46 | Residential_2025_SC C_MW_After Competition Groups_46 | Chilled Water Optimization | 0.01947% | 0 | 0.043702 | Residential_2025_SC C_MW_After Competition Groups_Chilled Water Optimization
Residential | Res ¦ Beverage Vending Machine Controls | 2025 | SC C | MW | After Competition Groups | 0.037828 | 0 | 0 | 224.4261 | 0.00016855 | 47 | Residential_2025_SC C_MW_After Competition Groups_47 | Beverage Vending Machine Controls | 0.01686% | 0 | 0.037828 | Residential_2025_SC C_MW_After Competition Groups_Beverage Vending Machine Controls
Residential | Res ¦ LED High Bay Fixture | 2025 | SC C | MW | After Competition Groups | 0.014642 | 0 | 0 | 224.4261 | 6.5241e-05 | 48 | Residential_2025_SC C_MW_After Competition Groups_48 | LED High Bay Fixture | 0.006524% | 0 | 0.014642 | Residential_2025_SC C_MW_After Competition Groups_LED High Bay Fixture
Residential | Res ¦ Wall Insulation | 2025 | SC C | MW | After Competition Groups | 0.0018287 | 0 | 0 | 224.4261 | 8.1481e-06 | 49 | Residential_2025_SC C_MW_After Competition Groups_49 | Wall Insulation | 0.0008148% | 0 | 0.0018287 | Residential_2025_SC C_MW_After Competition Groups_Wall Insulation
Residential | Res ¦ Wall Insulation MF | 2025 | SC C | MW | After Competition Groups | 0.0014397 | 0 | 0 | 224.4261 | 6.4149e-06 | 50 | Residential_2025_SC C_MW_After Competition Groups_50 | Wall Insulation MF | 0.0006415% | 0 | 0.0014397 | Residential_2025_SC C_MW_After Competition Groups_Wall Insulation MF
Residential | Res ¦ Freezer Recycling | 2025 | SC C | MW | After Competition Groups | 0.0001518 | 0 | 0 | 224.4261 | 6.7639e-07 | 51 | Residential_2025_SC C_MW_After Competition Groups_51 | Freezer Recycling | 6.764e-05% | 0 | 0.0001518 | Residential_2025_SC C_MW_After Competition Groups_Freezer Recycling
Residential | Res ¦ LED Downlight | 2025 | SC C | MW | After Competition Groups | 0 | 0 | 0 | 224.4261 | 0 | 52 | Residential_2025_SC C_MW_After Competition Groups_52 | LED Downlight | 0% | 0 | 0 | Residential_2025_SC C_MW_After Competition Groups_LED Downlight
Residential | Res ¦ Smart Burners | 2025 | SC C | MW | After Competition Groups | 0 | 0 | 0 | 224.4261 | 0 | 53 | Residential_2025_SC C_MW_After Competition Groups_53 | Smart Burners | 0% | 0 | 0 | Residential_2025_SC C_MW_After Competition Groups_Smart Burners
Residential | Res ¦ Smart Power Bar | 2025 | SC C | MW | After Competition Groups | 0 | 0 | 0 | 224.4261 | 0 | 54 | Residential_2025_SC C_MW_After Competition Groups_54 | Smart Power Bar | 0% | 0 | 0 | Residential_2025_SC C_MW_After Competition Groups_Smart Power Bar
Residential | Res ¦ Ductless Mini-Split Heat Pump | 2025 | SC D | MW | After Competition Groups | 32.522 | 3263132.3476 | 3.2631 | 187.0602 | 0.17386 | 1 | Residential_2025_SC D_MW_After Competition Groups_1 | Ductless Mini-Split Heat Pump | 17.39% | 3.2631 | 32.522 | Residential_2025_SC D_MW_After Competition Groups_Ductless Mini-Split Heat Pump
Residential | Res ¦ Building Recommissioning, Operations and Maintenance (O&M) Improvements | 2025 | SC D | MW | After Competition Groups | 20.3497 | 692908.9855 | 0.69291 | 187.0602 | 0.10879 | 2 | Residential_2025_SC D_MW_After Competition Groups_2 | Building Recommissioning, Operations and Maintenance (O&M) Improvements | 10.88% | 0.69291 | 20.3497 | Residential_2025_SC D_MW_After Competition Groups_Building Recommissioning, Operations and Maintenance (O&M) Improvements
Residential | Res ¦ Energy Star Clothes Washer | 2025 | SC D | MW | After Competition Groups | 19.1239 | 3592251.3411 | 3.5923 | 187.0602 | 0.10223 | 3 | Residential_2025_SC D_MW_After Competition Groups_3 | Energy Star Clothes Washer | 10.22% | 3.5923 | 19.1239 | Residential_2025_SC D_MW_After Competition Groups_Energy Star Clothes Washer
Residential | Res ¦ Energy Star LED Bulbs General Purpose LEDs | 2025 | SC D | MW | After Competition Groups | 13.3636 | 0 | 0 | 187.0602 | 0.07144 | 4 | Residential_2025_SC D_MW_After Competition Groups_4 | Energy Star LED Bulbs General Purpose LEDs | 7.144% | 0 | 13.3636 | Residential_2025_SC D_MW_After Competition Groups_Energy Star LED Bulbs General Purpose LEDs
Residential | Res ¦ Energy Star LED Specialty Bulbs | 2025 | SC D | MW | After Competition Groups | 13.3225 | 26458.0395 | 0.026458 | 187.0602 | 0.07122 | 5 | Residential_2025_SC D_MW_After Competition Groups_5 | Energy Star LED Specialty Bulbs | 7.122% | 0.026458 | 13.3225 | Residential_2025_SC D_MW_After Competition Groups_Energy Star LED Specialty Bulbs
Residential | Res ¦ Adaptive Thermostat | 2025 | SC D | MW | After Competition Groups | 12.7481 | 2833575.393 | 2.8336 | 187.0602 | 0.06815 | 6 | Residential_2025_SC D_MW_After Competition Groups_6 | Adaptive Thermostat | 6.815% | 2.8336 | 12.7481 | Residential_2025_SC D_MW_After Competition Groups_Adaptive Thermostat
Residential | Res ¦ Variable Speed Pool Pump Motor | 2025 | SC D | MW | After Competition Groups | 9.3303 | 1768142.107 | 1.7681 | 187.0602 | 0.049879 | 7 | Residential_2025_SC D_MW_After Competition Groups_7 | Variable Speed Pool Pump Motor | 4.988% | 1.7681 | 9.3303 | Residential_2025_SC D_MW_After Competition Groups_Variable Speed Pool Pump Motor
Residential | Res ¦ Energy Star A Line, PAR, MR Lamps | 2025 | SC D | MW | After Competition Groups | 8.8554 | 23409.8062 | 0.02341 | 187.0602 | 0.04734 | 8 | Residential_2025_SC D_MW_After Competition Groups_8 | Energy Star A Line, PAR, MR Lamps | 4.734% | 0.02341 | 8.8554 | Residential_2025_SC D_MW_After Competition Groups_Energy Star A Line, PAR, MR Lamps
Residential | Res ¦ Energy Star Room Air Conditioner | 2025 | SC D | MW | After Competition Groups | 8.516 | 1345699.8842 | 1.3457 | 187.0602 | 0.045526 | 9 | Residential_2025_SC D_MW_After Competition Groups_9 | Energy Star Room Air Conditioner | 4.553% | 1.3457 | 8.516 | Residential_2025_SC D_MW_After Competition Groups_Energy Star Room Air Conditioner
Residential | Res ¦ Basement Wall Insulation | 2025 | SC D | MW | After Competition Groups | 7.8752 | 1563106.6438 | 1.5631 | 187.0602 | 0.0421 | 10 | Residential_2025_SC D_MW_After Competition Groups_10 | Basement Wall Insulation | 4.21% | 1.5631 | 7.8752 | Residential_2025_SC D_MW_After Competition Groups_Basement Wall Insulation
Residential | Res ¦ Energy Star Air Source Heat Pump | 2025 | SC D | MW | After Competition Groups | 6.0901 | 1245135.7066 | 1.2451 | 187.0602 | 0.032557 | 11 | Residential_2025_SC D_MW_After Competition Groups_11 | Energy Star Air Source Heat Pump | 3.256% | 1.2451 | 6.0901 | Residential_2025_SC D_MW_After Competition Groups_Energy Star Air Source Heat Pump
Residential | Res ¦ High Efficiency Chiller (avg of water and air cooled) | 2025 | SC D | MW | After Competition Groups | 4.81 | 173117.2607 | 0.17312 | 187.0602 | 0.025714 | 12 | Residential_2025_SC D_MW_After Competition Groups_12 | High Efficiency Chiller (avg of water and air cooled) | 2.571% | 0.17312 | 4.81 | Residential_2025_SC D_MW_After Competition Groups_High Efficiency Chiller (avg of water and air cooled)
Residential | Res ¦ Attic Insulation | 2025 | SC D | MW | After Competition Groups | 3.4887 | 1126795.5909 | 1.1268 | 187.0602 | 0.01865 | 13 | Residential_2025_SC D_MW_After Competition Groups_13 | Attic Insulation | 1.865% | 1.1268 | 3.4887 | Residential_2025_SC D_MW_After Competition Groups_Attic Insulation
Residential | Res ¦ Advanced BAS/Controllers | 2025 | SC D | MW | After Competition Groups | 2.9784 | 720023.4391 | 0.72002 | 187.0602 | 0.015922 | 14 | Residential_2025_SC D_MW_After Competition Groups_14 | Advanced BAS/Controllers | 1.592% | 0.72002 | 2.9784 | Residential_2025_SC D_MW_After Competition Groups_Advanced BAS/Controllers
Residential | Res ¦ Occupancy Sensors MF | 2025 | SC D | MW | After Competition Groups | 2.7889 | 18113.9131 | 0.018114 | 187.0602 | 0.014909 | 15 | Residential_2025_SC D_MW_After Competition Groups_15 | Occupancy Sensors MF | 1.491% | 0.018114 | 2.7889 | Residential_2025_SC D_MW_After Competition Groups_Occupancy Sensors MF
Residential | Res ¦ Energy Star Clothes Dryer | 2025 | SC D | MW | After Competition Groups | 2.6948 | 803236.2948 | 0.80324 | 187.0602 | 0.014406 | 16 | Residential_2025_SC D_MW_After Competition Groups_16 | Energy Star Clothes Dryer | 1.441% | 0.80324 | 2.6948 | Residential_2025_SC D_MW_After Competition Groups_Energy Star Clothes Dryer
Residential | Res ¦ LED Tube Re-Lamp | 2025 | SC D | MW | After Competition Groups | 2.3528 | 280290.6617 | 0.28029 | 187.0602 | 0.012578 | 17 | Residential_2025_SC D_MW_After Competition Groups_17 | LED Tube Re-Lamp | 1.258% | 0.28029 | 2.3528 | Residential_2025_SC D_MW_After Competition Groups_LED Tube Re-Lamp
Residential | Res ¦ Energy Star Torchiere | 2025 | SC D | MW | After Competition Groups | 2.3374 | 399849.1021 | 0.39985 | 187.0602 | 0.012496 | 18 | Residential_2025_SC D_MW_After Competition Groups_18 | Energy Star Torchiere | 1.25% | 0.39985 | 2.3374 | Residential_2025_SC D_MW_After Competition Groups_Energy Star Torchiere
Residential | Res ¦ ENERGY STAR LED LAMPS (REFLECTOR LAMPs/MR16/PAR 16) | 2025 | SC D | MW | After Competition Groups | 1.5562 | 99894.3551 | 0.099894 | 187.0602 | 0.0083193 | 19 | Residential_2025_SC D_MW_After Competition Groups_19 | ENERGY STAR LED LAMPS (REFLECTOR LAMPs/MR16/PAR 16) | 0.8319% | 0.099894 | 1.5562 | Residential_2025_SC D_MW_After Competition Groups_ENERGY STAR LED LAMPS (REFLECTOR LAMPs/MR16/PAR 16)
Residential | Res ¦ Minimize Hot and Warm Clothes Wash | 2025 | SC D | MW | After Competition Groups | 1.4233 | 0 | 0 | 187.0602 | 0.0076089 | 20 | Residential_2025_SC D_MW_After Competition Groups_20 | Minimize Hot and Warm Clothes Wash | 0.7609% | 0 | 1.4233 | Residential_2025_SC D_MW_After Competition Groups_Minimize Hot and Warm Clothes Wash
Residential | Res ¦ Refrigerator Recycling | 2025 | SC D | MW | After Competition Groups | 1.3902 | 334097.0391 | 0.3341 | 187.0602 | 0.0074317 | 21 | Residential_2025_SC D_MW_After Competition Groups_21 | Refrigerator Recycling | 0.7432% | 0.3341 | 1.3902 | Residential_2025_SC D_MW_After Competition Groups_Refrigerator Recycling
Residential | Res ¦ Home Energy Reports | 2025 | SC D | MW | After Competition Groups | 1.3053 | 1546350.4322 | 1.5464 | 187.0602 | 0.0069781 | 22 | Residential_2025_SC D_MW_After Competition Groups_22 | Home Energy Reports | 0.6978% | 1.5464 | 1.3053 | Residential_2025_SC D_MW_After Competition Groups_Home Energy Reports
Residential | Res ¦ Outside Air Economizer | 2025 | SC D | MW | After Competition Groups | 1.1352 | 189897.735 | 0.1899 | 187.0602 | 0.0060686 | 23 | Residential_2025_SC D_MW_After Competition Groups_23 | Outside Air Economizer | 0.6069% | 0.1899 | 1.1352 | Residential_2025_SC D_MW_After Competition Groups_Outside Air Economizer
Residential | Res ¦ Energy Star Light Fixture | 2025 | SC D | MW | After Competition Groups | 0.91665 | 0 | 0 | 187.0602 | 0.0049003 | 24 | Residential_2025_SC D_MW_After Competition Groups_24 | Energy Star Light Fixture | 0.49% | 0 | 0.91665 | Residential_2025_SC D_MW_After Competition Groups_Energy Star Light Fixture
Residential | Res ¦ Energy Star Freezer | 2025 | SC D | MW | After Competition Groups | 0.696 | 304636.153 | 0.30464 | 187.0602 | 0.0037207 | 25 | Residential_2025_SC D_MW_After Competition Groups_25 | Energy Star Freezer | 0.3721% | 0.30464 | 0.696 | Residential_2025_SC D_MW_After Competition Groups_Energy Star Freezer
Residential | Res ¦ Air Sealing | 2025 | SC D | MW | After Competition Groups | 0.65628 | 0 | 0 | 187.0602 | 0.0035084 | 26 | Residential_2025_SC D_MW_After Competition Groups_26 | Air Sealing | 0.3508% | 0 | 0.65628 | Residential_2025_SC D_MW_After Competition Groups_Air Sealing
Residential | Res ¦ LED Parking Lot Fixture | 2025 | SC D | MW | After Competition Groups | 0.58703 | 0 | 0 | 187.0602 | 0.0031382 | 27 | Residential_2025_SC D_MW_After Competition Groups_27 | LED Parking Lot Fixture | 0.3138% | 0 | 0.58703 | Residential_2025_SC D_MW_After Competition Groups_LED Parking Lot Fixture
Residential | Res ¦ Furnace Whistle | 2025 | SC D | MW | After Competition Groups | 0.50301 | 28790.5509 | 0.028791 | 187.0602 | 0.002689 | 28 | Residential_2025_SC D_MW_After Competition Groups_28 | Furnace Whistle | 0.2689% | 0.028791 | 0.50301 | Residential_2025_SC D_MW_After Competition Groups_Furnace Whistle
Residential | Res ¦ Comprehensive Draft Proofing | 2025 | SC D | MW | After Competition Groups | 0.38139 | 0 | 0 | 187.0602 | 0.0020389 | 29 | Residential_2025_SC D_MW_After Competition Groups_29 | Comprehensive Draft Proofing | 0.2039% | 0 | 0.38139 | Residential_2025_SC D_MW_After Competition Groups_Comprehensive Draft Proofing
Residential | Res ¦ ENERGY STAR LED Lamps (General Service Lamps) | 2025 | SC D | MW | After Competition Groups | 0.36375 | 27826.5172 | 0.027827 | 187.0602 | 0.0019445 | 30 | Residential_2025_SC D_MW_After Competition Groups_30 | ENERGY STAR LED Lamps (General Service Lamps) | 0.1945% | 0.027827 | 0.36375 | Residential_2025_SC D_MW_After Competition Groups_ENERGY STAR LED Lamps (General Service Lamps)
Residential | Res ¦ Energy Star Dehumidifier | 2025 | SC D | MW | After Competition Groups | 0.32497 | 168921.4903 | 0.16892 | 187.0602 | 0.0017372 | 31 | Residential_2025_SC D_MW_After Competition Groups_31 | Energy Star Dehumidifier | 0.1737% | 0.16892 | 0.32497 | Residential_2025_SC D_MW_After Competition Groups_Energy Star Dehumidifier
Residential | Res ¦ Variable Frequency Drive (VFD) | 2025 | SC D | MW | After Competition Groups | 0.30767 | 78159.4235 | 0.078159 | 187.0602 | 0.0016447 | 32 | Residential_2025_SC D_MW_After Competition Groups_32 | Variable Frequency Drive (VFD) | 0.1645% | 0.078159 | 0.30767 | Residential_2025_SC D_MW_After Competition Groups_Variable Frequency Drive (VFD)
Residential | Res ¦ CO Sensors for parking garage exhaust fans | 2025 | SC D | MW | After Competition Groups | 0.26195 | 69529.1945 | 0.069529 | 187.0602 | 0.0014003 | 33 | Residential_2025_SC D_MW_After Competition Groups_33 | CO Sensors for parking garage exhaust fans | 0.14% | 0.069529 | 0.26195 | Residential_2025_SC D_MW_After Competition Groups_CO Sensors for parking garage exhaust fans
Residential | Res ¦ LED Exterior Area Lights - LED Fixture (200W) | 2025 | SC D | MW | After Competition Groups | 0.2486 | 0 | 0 | 187.0602 | 0.001329 | 34 | Residential_2025_SC D_MW_After Competition Groups_34 | LED Exterior Area Lights - LED Fixture (200W) | 0.1329% | 0 | 0.2486 | Residential_2025_SC D_MW_After Competition Groups_LED Exterior Area Lights - LED Fixture (200W)
Residential | Res ¦ Floor Insulation | 2025 | SC D | MW | After Competition Groups | 0.24694 | 73880.575 | 0.073881 | 187.0602 | 0.0013201 | 35 | Residential_2025_SC D_MW_After Competition Groups_35 | Floor Insulation | 0.132% | 0.073881 | 0.24694 | Residential_2025_SC D_MW_After Competition Groups_Floor Insulation
Residential | Res ¦ Water Heater Temperature Setback | 2025 | SC D | MW | After Competition Groups | 0.23397 | 11492.0926 | 0.011492 | 187.0602 | 0.0012508 | 36 | Residential_2025_SC D_MW_After Competition Groups_36 | Water Heater Temperature Setback | 0.1251% | 0.011492 | 0.23397 | Residential_2025_SC D_MW_After Competition Groups_Water Heater Temperature Setback
Residential | Res ¦ Demand Control Ventilation | 2025 | SC D | MW | After Competition Groups | 0.20746 | 0 | 0 | 187.0602 | 0.0011091 | 37 | Residential_2025_SC D_MW_After Competition Groups_37 | Demand Control Ventilation | 0.1109% | 0 | 0.20746 | Residential_2025_SC D_MW_After Competition Groups_Demand Control Ventilation
Residential | Res ¦ Clothes Drying Racks | 2025 | SC D | MW | After Competition Groups | 0.19241 | 0 | 0 | 187.0602 | 0.0010286 | 38 | Residential_2025_SC D_MW_After Competition Groups_38 | Clothes Drying Racks | 0.1029% | 0 | 0.19241 | Residential_2025_SC D_MW_After Competition Groups_Clothes Drying Racks
Residential | Res ¦ Duct Insulation | 2025 | SC D | MW | After Competition Groups | 0.1314 | 20144.1288 | 0.020144 | 187.0602 | 0.00070246 | 39 | Residential_2025_SC D_MW_After Competition Groups_39 | Duct Insulation | 0.07025% | 0.020144 | 0.1314 | Residential_2025_SC D_MW_After Competition Groups_Duct Insulation
Residential | Res ¦ Condensing Make Up Air Unit | 2025 | SC D | MW | After Competition Groups | 0.090094 | 52263.9008 | 0.052264 | 187.0602 | 0.00048163 | 40 | Residential_2025_SC D_MW_After Competition Groups_40 | Condensing Make Up Air Unit | 0.04816% | 0.052264 | 0.090094 | Residential_2025_SC D_MW_After Competition Groups_Condensing Make Up Air Unit
Residential | Res ¦ VFD on Pumps | 2025 | SC D | MW | After Competition Groups | 0.086626 | 21975.4703 | 0.021975 | 187.0602 | 0.00046309 | 41 | Residential_2025_SC D_MW_After Competition Groups_41 | VFD on Pumps | 0.04631% | 0.021975 | 0.086626 | Residential_2025_SC D_MW_After Competition Groups_VFD on Pumps
Residential | Res ¦ Duct Insulation MF | 2025 | SC D | MW | After Competition Groups | 0.076492 | 20672.6304 | 0.020673 | 187.0602 | 0.00040892 | 42 | Residential_2025_SC D_MW_After Competition Groups_42 | Duct Insulation MF | 0.04089% | 0.020673 | 0.076492 | Residential_2025_SC D_MW_After Competition Groups_Duct Insulation MF
Residential | Res ¦ ECM MOTORS FOR HVAC APPLICATION (FAN-POWERED VAV BOX) | 2025 | SC D | MW | After Competition Groups | 0.050737 | 15092.4706 | 0.015092 | 187.0602 | 0.00027124 | 43 | Residential_2025_SC D_MW_After Competition Groups_43 | ECM MOTORS FOR HVAC APPLICATION (FAN-POWERED VAV BOX) | 0.02712% | 0.015092 | 0.050737 | Residential_2025_SC D_MW_After Competition Groups_ECM MOTORS FOR HVAC APPLICATION (FAN-POWERED VAV BOX)
Residential | Res ¦ Chilled Water Optimization | 2025 | SC D | MW | After Competition Groups | 0.043702 | 108.4152 | 0.00010842 | 187.0602 | 0.00023363 | 44 | Residential_2025_SC D_MW_After Competition Groups_44 | Chilled Water Optimization | 0.02336% | 0.00010842 | 0.043702 | Residential_2025_SC D_MW_After Competition Groups_Chilled Water Optimization
Residential | Res ¦ Heat Recovery Ventilator | 2025 | SC D | MW | After Competition Groups | 0.031951 | 0 | 0 | 187.0602 | 0.0001708 | 45 | Residential_2025_SC D_MW_After Competition Groups_45 | Heat Recovery Ventilator | 0.01708% | 0 | 0.031951 | Residential_2025_SC D_MW_After Competition Groups_Heat Recovery Ventilator
Residential | Res ¦ Beverage Vending Machine Controls | 2025 | SC D | MW | After Competition Groups | 0.029341 | 3909.8065 | 0.0039098 | 187.0602 | 0.00015685 | 46 | Residential_2025_SC D_MW_After Competition Groups_46 | Beverage Vending Machine Controls | 0.01569% | 0.0039098 | 0.029341 | Residential_2025_SC D_MW_After Competition Groups_Beverage Vending Machine Controls
Residential | Res ¦ Tankless Water Heater | 2025 | SC D | MW | After Competition Groups | 0.027429 | 28462.9069 | 0.028463 | 187.0602 | 0.00014663 | 47 | Residential_2025_SC D_MW_After Competition Groups_47 | Tankless Water Heater | 0.01466% | 0.028463 | 0.027429 | Residential_2025_SC D_MW_After Competition Groups_Tankless Water Heater
Residential | Res ¦ LED High Bay Fixture | 2025 | SC D | MW | After Competition Groups | 0.0042037 | 3158.5734 | 0.0031586 | 187.0602 | 2.2472e-05 | 48 | Residential_2025_SC D_MW_After Competition Groups_48 | LED High Bay Fixture | 0.002247% | 0.0031586 | 0.0042037 | Residential_2025_SC D_MW_After Competition Groups_LED High Bay Fixture
Residential | Res ¦ Wall Insulation MF | 2025 | SC D | MW | After Competition Groups | 0.0009485 | 0 | 0 | 187.0602 | 5.0705e-06 | 49 | Residential_2025_SC D_MW_After Competition Groups_49 | Wall Insulation MF | 0.0005071% | 0 | 0.0009485 | Residential_2025_SC D_MW_After Competition Groups_Wall Insulation MF
Residential | Res ¦ Wall Insulation | 2025 | SC D | MW | After Competition Groups | 0.00089178 | 0 | 0 | 187.0602 | 4.7674e-06 | 50 | Residential_2025_SC D_MW_After Competition Groups_50 | Wall Insulation | 0.0004767% | 0 | 0.00089178 | Residential_2025_SC D_MW_After Competition Groups_Wall Insulation
Residential | Res ¦ Freezer Recycling | 2025 | SC D | MW | After Competition Groups | 0.0001518 | 0 | 0 | 187.0602 | 8.115e-07 | 51 | Residential_2025_SC D_MW_After Competition Groups_51 | Freezer Recycling | 8.115e-05% | 0 | 0.0001518 | Residential_2025_SC D_MW_After Competition Groups_Freezer Recycling
Residential | Res ¦ LED Downlight | 2025 | SC D | MW | After Competition Groups | 0 | 0 | 0 | 187.0602 | 0 | 52 | Residential_2025_SC D_MW_After Competition Groups_52 | LED Downlight | 0% | 0 | 0 | Residential_2025_SC D_MW_After Competition Groups_LED Downlight
Residential | Res ¦ Smart Burners | 2025 | SC D | MW | After Competition Groups | 0 | 0 | 0 | 187.0602 | 0 | 53 | Residential_2025_SC D_MW_After Competition Groups_53 | Smart Burners | 0% | 0 | 0 | Residential_2025_SC D_MW_After Competition Groups_Smart Burners
Residential | Res ¦ Smart Power Bar | 2025 | SC D | MW | After Competition Groups | 0 | 0 | 0 | 187.0602 | 0 | 54 | Residential_2025_SC D_MW_After Competition Groups_54 | Smart Power Bar | 0% | 0 | 0 | Residential_2025_SC D_MW_After Competition Groups_Smart Power Bar
Residential | Res ¦ Energy Star Central Air Conditioner | 2025 | Technical | MW | After Competition Groups | 234.9959 | 0 | 0 | 1924.5234 | 0.12211 | 1 | Residential_2025_Technical_MW_After Competition Groups_1 | Energy Star Central Air Conditioner | 12.21% | 0 | 234.9959 | Residential_2025_Technical_MW_After Competition Groups_Energy Star Central Air Conditioner
Residential | Res ¦ Adaptive Thermostat | 2025 | Technical | MW | After Competition Groups | 191.1201 | 0 | 0 | 1924.5234 | 0.099308 | 2 | Residential_2025_Technical_MW_After Competition Groups_2 | Adaptive Thermostat | 9.931% | 0 | 191.1201 | Residential_2025_Technical_MW_After Competition Groups_Adaptive Thermostat
Residential | Res ¦ Ductless Mini-Split Air Conditioner | 2025 | Technical | MW | After Competition Groups | 111.7537 | 0 | 0 | 1924.5234 | 0.058068 | 3 | Residential_2025_Technical_MW_After Competition Groups_3 | Ductless Mini-Split Air Conditioner | 5.807% | 0 | 111.7537 | Residential_2025_Technical_MW_After Competition Groups_Ductless Mini-Split Air Conditioner
Residential | Res ¦ Energy Star Ground Source Heat Pump | 2025 | Technical | MW | After Competition Groups | 105.6649 | 0 | 0 | 1924.5234 | 0.054904 | 4 | Residential_2025_Technical_MW_After Competition Groups_4 | Energy Star Ground Source Heat Pump | 5.49% | 0 | 105.6649 | Residential_2025_Technical_MW_After Competition Groups_Energy Star Ground Source Heat Pump
Residential | Res ¦ Ductless Mini-Split Heat Pump | 2025 | Technical | MW | After Competition Groups | 104.6844 | 0 | 0 | 1924.5234 | 0.054395 | 5 | Residential_2025_Technical_MW_After Competition Groups_5 | Ductless Mini-Split Heat Pump | 5.439% | 0 | 104.6844 | Residential_2025_Technical_MW_After Competition Groups_Ductless Mini-Split Heat Pump
Residential | Res ¦ Building Recommissioning, Operations and Maintenance (O&M) Improvements | 2025 | Technical | MW | After Competition Groups | 88.1686 | 0 | 0 | 1924.5234 | 0.045813 | 6 | Residential_2025_Technical_MW_After Competition Groups_6 | Building Recommissioning, Operations and Maintenance (O&M) Improvements | 4.581% | 0 | 88.1686 | Residential_2025_Technical_MW_After Competition Groups_Building Recommissioning, Operations and Maintenance (O&M) Improvements
Residential | Res ¦ Basement Wall Insulation | 2025 | Technical | MW | After Competition Groups | 81.3229 | 0 | 0 | 1924.5234 | 0.042256 | 7 | Residential_2025_Technical_MW_After Competition Groups_7 | Basement Wall Insulation | 4.226% | 0 | 81.3229 | Residential_2025_Technical_MW_After Competition Groups_Basement Wall Insulation
Residential | Res ¦ Smart Burners | 2025 | Technical | MW | After Competition Groups | 69.5198 | 0 | 0 | 1924.5234 | 0.036123 | 8 | Residential_2025_Technical_MW_After Competition Groups_8 | Smart Burners | 3.612% | 0 | 69.5198 | Residential_2025_Technical_MW_After Competition Groups_Smart Burners
Residential | Res ¦ Basement or Crawlspace Insulation | 2025 | Technical | MW | After Competition Groups | 67.5328 | 0 | 0 | 1924.5234 | 0.035091 | 9 | Residential_2025_Technical_MW_After Competition Groups_9 | Basement or Crawlspace Insulation | 3.509% | 0 | 67.5328 | Residential_2025_Technical_MW_After Competition Groups_Basement or Crawlspace Insulation
Residential | Res ¦ Smart Power Bar | 2025 | Technical | MW | After Competition Groups | 65.3808 | 0 | 0 | 1924.5234 | 0.033972 | 10 | Residential_2025_Technical_MW_After Competition Groups_10 | Smart Power Bar | 3.397% | 0 | 65.3808 | Residential_2025_Technical_MW_After Competition Groups_Smart Power Bar
Residential | Res ¦ Variable Speed Pool Pump Motor | 2025 | Technical | MW | After Competition Groups | 62.978 | 0 | 0 | 1924.5234 | 0.032724 | 11 | Residential_2025_Technical_MW_After Competition Groups_11 | Variable Speed Pool Pump Motor | 3.272% | 0 | 62.978 | Residential_2025_Technical_MW_After Competition Groups_Variable Speed Pool Pump Motor
Residential | Res ¦ Attic Insulation | 2025 | Technical | MW | After Competition Groups | 62.7354 | 0 | 0 | 1924.5234 | 0.032598 | 12 | Residential_2025_Technical_MW_After Competition Groups_12 | Attic Insulation | 3.26% | 0 | 62.7354 | Residential_2025_Technical_MW_After Competition Groups_Attic Insulation
Residential | Res ¦ Energy Star LED Bulbs General Purpose LEDs | 2025 | Technical | MW | After Competition Groups | 61.4876 | 0 | 0 | 1924.5234 | 0.03195 | 13 | Residential_2025_Technical_MW_After Competition Groups_13 | Energy Star LED Bulbs General Purpose LEDs | 3.195% | 0 | 61.4876 | Residential_2025_Technical_MW_After Competition Groups_Energy Star LED Bulbs General Purpose LEDs
Residential | Res ¦ Energy Star Refrigerator | 2025 | Technical | MW | After Competition Groups | 60.7049 | 0 | 0 | 1924.5234 | 0.031543 | 14 | Residential_2025_Technical_MW_After Competition Groups_14 | Energy Star Refrigerator | 3.154% | 0 | 60.7049 | Residential_2025_Technical_MW_After Competition Groups_Energy Star Refrigerator
Residential | Res ¦ Heat Pump Clothes Dryer | 2025 | Technical | MW | After Competition Groups | 55.6035 | 0 | 0 | 1924.5234 | 0.028892 | 15 | Residential_2025_Technical_MW_After Competition Groups_15 | Heat Pump Clothes Dryer | 2.889% | 0 | 55.6035 | Residential_2025_Technical_MW_After Competition Groups_Heat Pump Clothes Dryer
Residential | Res ¦ Energy Star Clothes Washer | 2025 | Technical | MW | After Competition Groups | 52.5079 | 0 | 0 | 1924.5234 | 0.027284 | 16 | Residential_2025_Technical_MW_After Competition Groups_16 | Energy Star Clothes Washer | 2.728% | 0 | 52.5079 | Residential_2025_Technical_MW_After Competition Groups_Energy Star Clothes Washer
Residential | Res ¦ Wall Insulation | 2025 | Technical | MW | After Competition Groups | 49.0155 | 0 | 0 | 1924.5234 | 0.025469 | 17 | Residential_2025_Technical_MW_After Competition Groups_17 | Wall Insulation | 2.547% | 0 | 49.0155 | Residential_2025_Technical_MW_After Competition Groups_Wall Insulation
Residential | Res ¦ Energy Star A Line, PAR, MR Lamps | 2025 | Technical | MW | After Competition Groups | 32.4162 | 0 | 0 | 1924.5234 | 0.016844 | 18 | Residential_2025_Technical_MW_After Competition Groups_18 | Energy Star A Line, PAR, MR Lamps | 1.684% | 0 | 32.4162 | Residential_2025_Technical_MW_After Competition Groups_Energy Star A Line, PAR, MR Lamps
Residential | Res ¦ Variable Refrigerant Flow Heat Pump | 2025 | Technical | MW | After Competition Groups | 25.4773 | 0 | 0 | 1924.5234 | 0.013238 | 19 | Residential_2025_Technical_MW_After Competition Groups_19 | Variable Refrigerant Flow Heat Pump | 1.324% | 0 | 25.4773 | Residential_2025_Technical_MW_After Competition Groups_Variable Refrigerant Flow Heat Pump
Residential | Res ¦ Ceiling Insulation | 2025 | Technical | MW | After Competition Groups | 24.5702 | 0 | 0 | 1924.5234 | 0.012767 | 20 | Residential_2025_Technical_MW_After Competition Groups_20 | Ceiling Insulation | 1.277% | 0 | 24.5702 | Residential_2025_Technical_MW_After Competition Groups_Ceiling Insulation
Residential | Res ¦ Lighting Motion Sensors, Timers, Dimmers | 2025 | Technical | MW | After Competition Groups | 24.185 | 0 | 0 | 1924.5234 | 0.012567 | 21 | Residential_2025_Technical_MW_After Competition Groups_21 | Lighting Motion Sensors, Timers, Dimmers | 1.257% | 0 | 24.185 | Residential_2025_Technical_MW_After Competition Groups_Lighting Motion Sensors, Timers, Dimmers
Residential | Res ¦ Duct Insulation | 2025 | Technical | MW | After Competition Groups | 20.1986 | 0 | 0 | 1924.5234 | 0.010495 | 22 | Residential_2025_Technical_MW_After Competition Groups_22 | Duct Insulation | 1.05% | 0 | 20.1986 | Residential_2025_Technical_MW_After Competition Groups_Duct Insulation
Residential | Res ¦ Air Sealing | 2025 | Technical | MW | After Competition Groups | 17.2983 | 0 | 0 | 1924.5234 | 0.0089884 | 23 | Residential_2025_Technical_MW_After Competition Groups_23 | Air Sealing | 0.8988% | 0 | 17.2983 | Residential_2025_Technical_MW_After Competition Groups_Air Sealing
Residential | Res ¦ Central Air Conditioner Maintenance | 2025 | Technical | MW | After Competition Groups | 16.4421 | 0 | 0 | 1924.5234 | 0.0085435 | 24 | Residential_2025_Technical_MW_After Competition Groups_24 | Central Air Conditioner Maintenance | 0.8543% | 0 | 16.4421 | Residential_2025_Technical_MW_After Competition Groups_Central Air Conditioner Maintenance
Residential | Res ¦ Floor Insulation | 2025 | Technical | MW | After Competition Groups | 16.442 | 0 | 0 | 1924.5234 | 0.0085434 | 25 | Residential_2025_Technical_MW_After Competition Groups_25 | Floor Insulation | 0.8543% | 0 | 16.442 | Residential_2025_Technical_MW_After Competition Groups_Floor Insulation
Residential | Res ¦ Energy Star Light Fixture | 2025 | Technical | MW | After Competition Groups | 15.4047 | 0 | 0 | 1924.5234 | 0.0080044 | 26 | Residential_2025_Technical_MW_After Competition Groups_26 | Energy Star Light Fixture | 0.8004% | 0 | 15.4047 | Residential_2025_Technical_MW_After Competition Groups_Energy Star Light Fixture
Residential | Res ¦ Dehumidifier Recycling | 2025 | Technical | MW | After Competition Groups | 15.1662 | 0 | 0 | 1924.5234 | 0.0078805 | 27 | Residential_2025_Technical_MW_After Competition Groups_27 | Dehumidifier Recycling | 0.7881% | 0 | 15.1662 | Residential_2025_Technical_MW_After Competition Groups_Dehumidifier Recycling
Residential | Res ¦ Advanced BAS/Controllers | 2025 | Technical | MW | After Competition Groups | 12.9045 | 0 | 0 | 1924.5234 | 0.0067053 | 28 | Residential_2025_Technical_MW_After Competition Groups_28 | Advanced BAS/Controllers | 0.6705% | 0 | 12.9045 | Residential_2025_Technical_MW_After Competition Groups_Advanced BAS/Controllers
Residential | Res ¦ Home Energy Reports | 2025 | Technical | MW | After Competition Groups | 12.889 | 0 | 0 | 1924.5234 | 0.0066972 | 29 | Residential_2025_Technical_MW_After Competition Groups_29 | Home Energy Reports | 0.6697% | 0 | 12.889 | Residential_2025_Technical_MW_After Competition Groups_Home Energy Reports
Residential | Res ¦ Clothes Drying Racks | 2025 | Technical | MW | After Competition Groups | 11.9418 | 0 | 0 | 1924.5234 | 0.0062051 | 30 | Residential_2025_Technical_MW_After Competition Groups_30 | Clothes Drying Racks | 0.6205% | 0 | 11.9418 | Residential_2025_Technical_MW_After Competition Groups_Clothes Drying Racks
Residential | Res ¦ Occupancy Sensors MF | 2025 | Technical | MW | After Competition Groups | 10.9344 | 0 | 0 | 1924.5234 | 0.0056816 | 31 | Residential_2025_Technical_MW_After Competition Groups_31 | Occupancy Sensors MF | 0.5682% | 0 | 10.9344 | Residential_2025_Technical_MW_After Competition Groups_Occupancy Sensors MF
Residential | Res ¦ Energy Star Torchiere | 2025 | Technical | MW | After Competition Groups | 10.6853 | 0 | 0 | 1924.5234 | 0.0055522 | 32 | Residential_2025_Technical_MW_After Competition Groups_32 | Energy Star Torchiere | 0.5552% | 0 | 10.6853 | Residential_2025_Technical_MW_After Competition Groups_Energy Star Torchiere
Residential | Res ¦ Refrigerator Recycling | 2025 | Technical | MW | After Competition Groups | 10.1198 | 0 | 0 | 1924.5234 | 0.0052584 | 33 | Residential_2025_Technical_MW_After Competition Groups_33 | Refrigerator Recycling | 0.5258% | 0 | 10.1198 | Residential_2025_Technical_MW_After Competition Groups_Refrigerator Recycling
Residential | Res ¦ Freezer Recycling | 2025 | Technical | MW | After Competition Groups | 9.4275 | 0 | 0 | 1924.5234 | 0.0048986 | 34 | Residential_2025_Technical_MW_After Competition Groups_34 | Freezer Recycling | 0.4899% | 0 | 9.4275 | Residential_2025_Technical_MW_After Competition Groups_Freezer Recycling
Residential | Res ¦ Energy Star Dehumidifier | 2025 | Technical | MW | After Competition Groups | 8.9111 | 0 | 0 | 1924.5234 | 0.0046303 | 35 | Residential_2025_Technical_MW_After Competition Groups_35 | Energy Star Dehumidifier | 0.463% | 0 | 8.9111 | Residential_2025_Technical_MW_After Competition Groups_Energy Star Dehumidifier
Residential | Res ¦ Duct Insulation MF | 2025 | Technical | MW | After Competition Groups | 8.9107 | 0 | 0 | 1924.5234 | 0.0046301 | 36 | Residential_2025_Technical_MW_After Competition Groups_36 | Duct Insulation MF | 0.463% | 0 | 8.9107 | Residential_2025_Technical_MW_After Competition Groups_Duct Insulation MF
Residential | Res ¦ Energy Star Windows | 2025 | Technical | MW | After Competition Groups | 6.9978 | 0 | 0 | 1924.5234 | 0.0036361 | 37 | Residential_2025_Technical_MW_After Competition Groups_37 | Energy Star Windows | 0.3636% | 0 | 6.9978 | Residential_2025_Technical_MW_After Competition Groups_Energy Star Windows
Residential | Res ¦ Furnace with ECM | 2025 | Technical | MW | After Competition Groups | 6.6268 | 0 | 0 | 1924.5234 | 0.0034434 | 38 | Residential_2025_Technical_MW_After Competition Groups_38 | Furnace with ECM | 0.3443% | 0 | 6.6268 | Residential_2025_Technical_MW_After Competition Groups_Furnace with ECM
Residential | Res ¦ Energy Star Freezer | 2025 | Technical | MW | After Competition Groups | 6.2214 | 0 | 0 | 1924.5234 | 0.0032327 | 39 | Residential_2025_Technical_MW_After Competition Groups_39 | Energy Star Freezer | 0.3233% | 0 | 6.2214 | Residential_2025_Technical_MW_After Competition Groups_Energy Star Freezer
Residential | Res ¦ INTEGRAL LED TROFFERS | 2025 | Technical | MW | After Competition Groups | 5.9825 | 0 | 0 | 1924.5234 | 0.0031086 | 40 | Residential_2025_Technical_MW_After Competition Groups_40 | INTEGRAL LED TROFFERS | 0.3109% | 0 | 5.9825 | Residential_2025_Technical_MW_After Competition Groups_INTEGRAL LED TROFFERS
Residential | Res ¦ High Efficiency Chiller (avg of water and air cooled) | 2025 | Technical | MW | After Competition Groups | 5.7211 | 0 | 0 | 1924.5234 | 0.0029727 | 41 | Residential_2025_Technical_MW_After Competition Groups_41 | High Efficiency Chiller (avg of water and air cooled) | 0.2973% | 0 | 5.7211 | Residential_2025_Technical_MW_After Competition Groups_High Efficiency Chiller (avg of water and air cooled)
Residential | Res ¦ Minimize Hot and Warm Clothes Wash | 2025 | Technical | MW | After Competition Groups | 5.0021 | 0 | 0 | 1924.5234 | 0.0025991 | 42 | Residential_2025_Technical_MW_After Competition Groups_42 | Minimize Hot and Warm Clothes Wash | 0.2599% | 0 | 5.0021 | Residential_2025_Technical_MW_After Competition Groups_Minimize Hot and Warm Clothes Wash
Residential | Res ¦ Passive Attic Ventilation | 2025 | Technical | MW | After Competition Groups | 4.2787 | 0 | 0 | 1924.5234 | 0.0022232 | 43 | Residential_2025_Technical_MW_After Competition Groups_43 | Passive Attic Ventilation | 0.2223% | 0 | 4.2787 | Residential_2025_Technical_MW_After Competition Groups_Passive Attic Ventilation
Residential | Res ¦ LED Downlight | 2025 | Technical | MW | After Competition Groups | 3.9294 | 0 | 0 | 1924.5234 | 0.0020417 | 44 | Residential_2025_Technical_MW_After Competition Groups_44 | LED Downlight | 0.2042% | 0 | 3.9294 | Residential_2025_Technical_MW_After Competition Groups_LED Downlight
Residential | Res ¦ Central Lighting Control System | 2025 | Technical | MW | After Competition Groups | 3.4747 | 0 | 0 | 1924.5234 | 0.0018055 | 45 | Residential_2025_Technical_MW_After Competition Groups_45 | Central Lighting Control System | 0.1806% | 0 | 3.4747 | Residential_2025_Technical_MW_After Competition Groups_Central Lighting Control System
Residential | Res ¦ Heat Pump Water Heater | 2025 | Technical | MW | After Competition Groups | 3.2609 | 0 | 0 | 1924.5234 | 0.0016944 | 46 | Residential_2025_Technical_MW_After Competition Groups_46 | Heat Pump Water Heater | 0.1694% | 0 | 3.2609 | Residential_2025_Technical_MW_After Competition Groups_Heat Pump Water Heater
Residential | Res ¦ Early Hot Water Heater Replacement | 2025 | Technical | MW | After Competition Groups | 3.2462 | 0 | 0 | 1924.5234 | 0.0016868 | 47 | Residential_2025_Technical_MW_After Competition Groups_47 | Early Hot Water Heater Replacement | 0.1687% | 0 | 3.2462 | Residential_2025_Technical_MW_After Competition Groups_Early Hot Water Heater Replacement
Residential | Res ¦ Outside Air Economizer | 2025 | Technical | MW | After Competition Groups | 3.0196 | 0 | 0 | 1924.5234 | 0.001569 | 48 | Residential_2025_Technical_MW_After Competition Groups_48 | Outside Air Economizer | 0.1569% | 0 | 3.0196 | Residential_2025_Technical_MW_After Competition Groups_Outside Air Economizer
Residential | Res ¦ Air Source Heat Pump Maintenance | 2025 | Technical | MW | After Competition Groups | 2.8761 | 0 | 0 | 1924.5234 | 0.0014944 | 49 | Residential_2025_Technical_MW_After Competition Groups_49 | Air Source Heat Pump Maintenance | 0.1494% | 0 | 2.8761 | Residential_2025_Technical_MW_After Competition Groups_Air Source Heat Pump Maintenance
Residential | Res ¦ LED Tube Re-Lamp | 2025 | Technical | MW | After Competition Groups | 2.8176 | 0 | 0 | 1924.5234 | 0.0014641 | 50 | Residential_2025_Technical_MW_After Competition Groups_50 | LED Tube Re-Lamp | 0.1464% | 0 | 2.8176 | Residential_2025_Technical_MW_After Competition Groups_LED Tube Re-Lamp
Residential | Res ¦ Energy Star Ceiling Fan/Lighting | 2025 | Technical | MW | After Competition Groups | 2.7251 | 0 | 0 | 1924.5234 | 0.001416 | 51 | Residential_2025_Technical_MW_After Competition Groups_51 | Energy Star Ceiling Fan/Lighting | 0.1416% | 0 | 2.7251 | Residential_2025_Technical_MW_After Competition Groups_Energy Star Ceiling Fan/Lighting
Residential | Res ¦ Heat Recovery Ventilator | 2025 | Technical | MW | After Competition Groups | 2.611 | 0 | 0 | 1924.5234 | 0.0013567 | 52 | Residential_2025_Technical_MW_After Competition Groups_52 | Heat Recovery Ventilator | 0.1357% | 0 | 2.611 | Residential_2025_Technical_MW_After Competition Groups_Heat Recovery Ventilator
Residential | Res ¦ Demand Control Ventilation | 2025 | Technical | MW | After Competition Groups | 2.2679 | 0 | 0 | 1924.5234 | 0.0011784 | 53 | Residential_2025_Technical_MW_After Competition Groups_53 | Demand Control Ventilation | 0.1178% | 0 | 2.2679 | Residential_2025_Technical_MW_After Competition Groups_Demand Control Ventilation
Residential | Res ¦ Drain Water Heat Recovery | 2025 | Technical | MW | After Competition Groups | 2.1803 | 0 | 0 | 1924.5234 | 0.0011329 | 54 | Residential_2025_Technical_MW_After Competition Groups_54 | Drain Water Heat Recovery | 0.1133% | 0 | 2.1803 | Residential_2025_Technical_MW_After Competition Groups_Drain Water Heat Recovery
Residential | Res ¦ Furnace Whistle | 2025 | Technical | MW | After Competition Groups | 2.1794 | 0 | 0 | 1924.5234 | 0.0011324 | 55 | Residential_2025_Technical_MW_After Competition Groups_55 | Furnace Whistle | 0.1132% | 0 | 2.1794 | Residential_2025_Technical_MW_After Competition Groups_Furnace Whistle
Residential | Res ¦ Window Film | 2025 | Technical | MW | After Competition Groups | 2.0055 | 0 | 0 | 1924.5234 | 0.0010421 | 56 | Residential_2025_Technical_MW_After Competition Groups_56 | Window Film | 0.1042% | 0 | 2.0055 | Residential_2025_Technical_MW_After Competition Groups_Window Film
Residential | Res ¦ ENERGY STAR LED LAMPS (REFLECTOR LAMPs/MR16/PAR 16) | 2025 | Technical | MW | After Competition Groups | 1.9275 | 0 | 0 | 1924.5234 | 0.0010016 | 57 | Residential_2025_Technical_MW_After Competition Groups_57 | ENERGY STAR LED LAMPS (REFLECTOR LAMPs/MR16/PAR 16) | 0.1002% | 0 | 1.9275 | Residential_2025_Technical_MW_After Competition Groups_ENERGY STAR LED LAMPS (REFLECTOR LAMPs/MR16/PAR 16)
Residential | Res ¦ CO Sensors for parking garage exhaust fans | 2025 | Technical | MW | After Competition Groups | 1.9051 | 0 | 0 | 1924.5234 | 0.00098992 | 58 | Residential_2025_Technical_MW_After Competition Groups_58 | CO Sensors for parking garage exhaust fans | 0.09899% | 0 | 1.9051 | Residential_2025_Technical_MW_After Competition Groups_CO Sensors for parking garage exhaust fans
Residential | Res ¦ Comprehensive Draft Proofing | 2025 | Technical | MW | After Competition Groups | 1.8519 | 0 | 0 | 1924.5234 | 0.00096227 | 59 | Residential_2025_Technical_MW_After Competition Groups_59 | Comprehensive Draft Proofing | 0.09623% | 0 | 1.8519 | Residential_2025_Technical_MW_After Competition Groups_Comprehensive Draft Proofing
Residential | Res ¦ Variable Frequency Drive (VFD) | 2025 | Technical | MW | After Competition Groups | 1.7962 | 0 | 0 | 1924.5234 | 0.00093334 | 60 | Residential_2025_Technical_MW_After Competition Groups_60 | Variable Frequency Drive (VFD) | 0.09333% | 0 | 1.7962 | Residential_2025_Technical_MW_After Competition Groups_Variable Frequency Drive (VFD)
Residential | Res ¦ Energy Star Dishwasher | 2025 | Technical | MW | After Competition Groups | 1.6333 | 0 | 0 | 1924.5234 | 0.00084866 | 61 | Residential_2025_Technical_MW_After Competition Groups_61 | Energy Star Dishwasher | 0.08487% | 0 | 1.6333 | Residential_2025_Technical_MW_After Competition Groups_Energy Star Dishwasher
Residential | Res ¦ DHW Recirculation Systems | 2025 | Technical | MW | After Competition Groups | 1.4103 | 0 | 0 | 1924.5234 | 0.00073278 | 62 | Residential_2025_Technical_MW_After Competition Groups_62 | DHW Recirculation Systems | 0.07328% | 0 | 1.4103 | Residential_2025_Technical_MW_After Competition Groups_DHW Recirculation Systems
Residential | Res ¦ Water Heater Temperature Setback | 2025 | Technical | MW | After Competition Groups | 1.136 | 0 | 0 | 1924.5234 | 0.00059029 | 63 | Residential_2025_Technical_MW_After Competition Groups_63 | Water Heater Temperature Setback | 0.05903% | 0 | 1.136 | Residential_2025_Technical_MW_After Competition Groups_Water Heater Temperature Setback
Residential | Res ¦ Condensing Make Up Air Unit | 2025 | Technical | MW | After Competition Groups | 1.0504 | 0 | 0 | 1924.5234 | 0.00054581 | 64 | Residential_2025_Technical_MW_After Competition Groups_64 | Condensing Make Up Air Unit | 0.05458% | 0 | 1.0504 | Residential_2025_Technical_MW_After Competition Groups_Condensing Make Up Air Unit
Residential | Res ¦ LED Parking Lot Fixture | 2025 | Technical | MW | After Competition Groups | 0.84652 | 0 | 0 | 1924.5234 | 0.00043986 | 65 | Residential_2025_Technical_MW_After Competition Groups_65 | LED Parking Lot Fixture | 0.04399% | 0 | 0.84652 | Residential_2025_Technical_MW_After Competition Groups_LED Parking Lot Fixture
Residential | Res ¦ Solar Powered Attic Fan | 2025 | Technical | MW | After Competition Groups | 0.82569 | 0 | 0 | 1924.5234 | 0.00042904 | 66 | Residential_2025_Technical_MW_After Competition Groups_66 | Solar Powered Attic Fan | 0.0429% | 0 | 0.82569 | Residential_2025_Technical_MW_After Competition Groups_Solar Powered Attic Fan
Residential | Res ¦ HVAC Optimization | 2025 | Technical | MW | After Competition Groups | 0.7165 | 0 | 0 | 1924.5234 | 0.0003723 | 67 | Residential_2025_Technical_MW_After Competition Groups_67 | HVAC Optimization | 0.03723% | 0 | 0.7165 | Residential_2025_Technical_MW_After Competition Groups_HVAC Optimization
Residential | Res ¦ VFD on Pumps | 2025 | Technical | MW | After Competition Groups | 0.55236 | 0 | 0 | 1924.5234 | 0.00028701 | 68 | Residential_2025_Technical_MW_After Competition Groups_68 | VFD on Pumps | 0.0287% | 0 | 0.55236 | Residential_2025_Technical_MW_After Competition Groups_VFD on Pumps
Residential | Res ¦ ENERGY STAR LED Lamps (General Service Lamps) | 2025 | Technical | MW | After Competition Groups | 0.43824 | 0 | 0 | 1924.5234 | 0.00022771 | 69 | Residential_2025_Technical_MW_After Competition Groups_69 | ENERGY STAR LED Lamps (General Service Lamps) | 0.02277% | 0 | 0.43824 | Residential_2025_Technical_MW_After Competition Groups_ENERGY STAR LED Lamps (General Service Lamps)
Residential | Res ¦ LED Exterior Area Lights - LED Fixture (200W) | 2025 | Technical | MW | After Competition Groups | 0.38892 | 0 | 0 | 1924.5234 | 0.00020209 | 70 | Residential_2025_Technical_MW_After Competition Groups_70 | LED Exterior Area Lights - LED Fixture (200W) | 0.02021% | 0 | 0.38892 | Residential_2025_Technical_MW_After Competition Groups_LED Exterior Area Lights - LED Fixture (200W)
Residential | Res ¦ ECM MOTORS FOR HVAC APPLICATION (FAN-POWERED VAV BOX) | 2025 | Technical | MW | After Competition Groups | 0.31665 | 0 | 0 | 1924.5234 | 0.00016454 | 71 | Residential_2025_Technical_MW_After Competition Groups_71 | ECM MOTORS FOR HVAC APPLICATION (FAN-POWERED VAV BOX) | 0.01645% | 0 | 0.31665 | Residential_2025_Technical_MW_After Competition Groups_ECM MOTORS FOR HVAC APPLICATION (FAN-POWERED VAV BOX)
Residential | Res ¦ Beverage Vending Machine Controls | 2025 | Technical | MW | After Competition Groups | 0.21848 | 0 | 0 | 1924.5234 | 0.00011353 | 72 | Residential_2025_Technical_MW_After Competition Groups_72 | Beverage Vending Machine Controls | 0.01135% | 0 | 0.21848 | Residential_2025_Technical_MW_After Competition Groups_Beverage Vending Machine Controls
Residential | Res ¦ Wall Insulation MF | 2025 | Technical | MW | After Competition Groups | 0.17896 | 0 | 0 | 1924.5234 | 9.2992e-05 | 73 | Residential_2025_Technical_MW_After Competition Groups_73 | Wall Insulation MF | 0.009299% | 0 | 0.17896 | Residential_2025_Technical_MW_After Competition Groups_Wall Insulation MF
Residential | Res ¦ Tankless Water Heater | 2025 | Technical | MW | After Competition Groups | 0.17831 | 0 | 0 | 1924.5234 | 9.265e-05 | 74 | Residential_2025_Technical_MW_After Competition Groups_74 | Tankless Water Heater | 0.009265% | 0 | 0.17831 | Residential_2025_Technical_MW_After Competition Groups_Tankless Water Heater
Residential | Res ¦ Chilled Water Optimization | 2025 | Technical | MW | After Competition Groups | 0.14747 | 0 | 0 | 1924.5234 | 7.6625e-05 | 75 | Residential_2025_Technical_MW_After Competition Groups_75 | Chilled Water Optimization | 0.007662% | 0 | 0.14747 | Residential_2025_Technical_MW_After Competition Groups_Chilled Water Optimization
Residential | Res ¦ LED Recessed Downlights | 2025 | Technical | MW | After Competition Groups | 0.032291 | 0 | 0 | 1924.5234 | 1.6779e-05 | 76 | Residential_2025_Technical_MW_After Competition Groups_76 | LED Recessed Downlights | 0.001678% | 0 | 0.032291 | Residential_2025_Technical_MW_After Competition Groups_LED Recessed Downlights
Residential | Res ¦ LED High Bay Fixture | 2025 | Technical | MW | After Competition Groups | 0.027595 | 0 | 0 | 1924.5234 | 1.4338e-05 | 77 | Residential_2025_Technical_MW_After Competition Groups_77 | LED High Bay Fixture | 0.001434% | 0 | 0.027595 | Residential_2025_Technical_MW_After Competition Groups_LED High Bay Fixture
Residential | Res ¦ Radiant Barrier | 2025 | Technical | MW | After Competition Groups | 0.013816 | 0 | 0 | 1924.5234 | 7.179e-06 | 78 | Residential_2025_Technical_MW_After Competition Groups_78 | Radiant Barrier | 0.0007179% | 0 | 0.013816 | Residential_2025_Technical_MW_After Competition Groups_Radiant Barrier
Residential | Res ¦ Solar Water Preheat (Pools/DHW) | 2025 | Technical | MW | After Competition Groups | 0.0051914 | 0 | 0 | 1924.5234 | 2.6975e-06 | 79 | Residential_2025_Technical_MW_After Competition Groups_79 | Solar Water Preheat (Pools/DHW) | 0.0002698% | 0 | 0.0051914 | Residential_2025_Technical_MW_After Competition Groups_Solar Water Preheat (Pools/DHW)
Residential | Res ¦ Photocell Controls (Outdoor) | 2025 | Technical | MW | After Competition Groups | 6.4686e-05 | 0 | 0 | 1924.5234 | 3.3611e-08 | 80 | Residential_2025_Technical_MW_After Competition Groups_80 | Photocell Controls (Outdoor) | 3.361e-06% | 0 | 6.4686e-05 | Residential_2025_Technical_MW_After Competition Groups_Photocell Controls (Outdoor)
Residential | Res ¦ Adaptive Thermostat | 2026 | Economic | MW | After Competition Groups | 192.2981 | 0 | 0 | 1070.4795 | 0.17964 | 1 | Residential_2026_Economic_MW_After Competition Groups_1 | Adaptive Thermostat | 17.96% | 0 | 192.2981 | Residential_2026_Economic_MW_After Competition Groups_Adaptive Thermostat
Residential | Res ¦ Ductless Mini-Split Heat Pump | 2026 | Economic | MW | After Competition Groups | 117.1462 | 0 | 0 | 1070.4795 | 0.10943 | 2 | Residential_2026_Economic_MW_After Competition Groups_2 | Ductless Mini-Split Heat Pump | 10.94% | 0 | 117.1462 | Residential_2026_Economic_MW_After Competition Groups_Ductless Mini-Split Heat Pump
Residential | Res ¦ Building Recommissioning, Operations and Maintenance (O&M) Improvements | 2026 | Economic | MW | After Competition Groups | 86.7755 | 0 | 0 | 1070.4795 | 0.081062 | 3 | Residential_2026_Economic_MW_After Competition Groups_3 | Building Recommissioning, Operations and Maintenance (O&M) Improvements | 8.106% | 0 | 86.7755 | Residential_2026_Economic_MW_After Competition Groups_Building Recommissioning, Operations and Maintenance (O&M) Improvements
Residential | Res ¦ Basement Wall Insulation | 2026 | Economic | MW | After Competition Groups | 80.038 | 0 | 0 | 1070.4795 | 0.074768 | 4 | Residential_2026_Economic_MW_After Competition Groups_4 | Basement Wall Insulation | 7.477% | 0 | 80.038 | Residential_2026_Economic_MW_After Competition Groups_Basement Wall Insulation
Residential | Res ¦ Energy Star Air Source Heat Pump | 2026 | Economic | MW | After Competition Groups | 66.99 | 0 | 0 | 1070.4795 | 0.062579 | 5 | Residential_2026_Economic_MW_After Competition Groups_5 | Energy Star Air Source Heat Pump | 6.258% | 0 | 66.99 | Residential_2026_Economic_MW_After Competition Groups_Energy Star Air Source Heat Pump
Residential | Res ¦ Variable Speed Pool Pump Motor | 2026 | Economic | MW | After Competition Groups | 61.9829 | 0 | 0 | 1070.4795 | 0.057902 | 6 | Residential_2026_Economic_MW_After Competition Groups_6 | Variable Speed Pool Pump Motor | 5.79% | 0 | 61.9829 | Residential_2026_Economic_MW_After Competition Groups_Variable Speed Pool Pump Motor
Residential | Res ¦ Attic Insulation | 2026 | Economic | MW | After Competition Groups | 61.7442 | 0 | 0 | 1070.4795 | 0.057679 | 7 | Residential_2026_Economic_MW_After Competition Groups_7 | Attic Insulation | 5.768% | 0 | 61.7442 | Residential_2026_Economic_MW_After Competition Groups_Attic Insulation
Residential | Res ¦ Energy Star LED Bulbs General Purpose LEDs | 2026 | Economic | MW | After Competition Groups | 61.4876 | 0 | 0 | 1070.4795 | 0.057439 | 8 | Residential_2026_Economic_MW_After Competition Groups_8 | Energy Star LED Bulbs General Purpose LEDs | 5.744% | 0 | 61.4876 | Residential_2026_Economic_MW_After Competition Groups_Energy Star LED Bulbs General Purpose LEDs
Residential | Res ¦ Energy Star Clothes Washer | 2026 | Economic | MW | After Competition Groups | 58.0742 | 0 | 0 | 1070.4795 | 0.054251 | 9 | Residential_2026_Economic_MW_After Competition Groups_9 | Energy Star Clothes Washer | 5.425% | 0 | 58.0742 | Residential_2026_Economic_MW_After Competition Groups_Energy Star Clothes Washer
Residential | Res ¦ Energy Star Room Air Conditioner | 2026 | Economic | MW | After Competition Groups | 47.3557 | 0 | 0 | 1070.4795 | 0.044238 | 10 | Residential_2026_Economic_MW_After Competition Groups_10 | Energy Star Room Air Conditioner | 4.424% | 0 | 47.3557 | Residential_2026_Economic_MW_After Competition Groups_Energy Star Room Air Conditioner
Residential | Res ¦ Energy Star A Line, PAR, MR Lamps | 2026 | Economic | MW | After Competition Groups | 35.585 | 0 | 0 | 1070.4795 | 0.033242 | 11 | Residential_2026_Economic_MW_After Competition Groups_11 | Energy Star A Line, PAR, MR Lamps | 3.324% | 0 | 35.585 | Residential_2026_Economic_MW_After Competition Groups_Energy Star A Line, PAR, MR Lamps
Residential | Res ¦ Energy Star Clothes Dryer | 2026 | Economic | MW | After Competition Groups | 19.7304 | 0 | 0 | 1070.4795 | 0.018431 | 12 | Residential_2026_Economic_MW_After Competition Groups_12 | Energy Star Clothes Dryer | 1.843% | 0 | 19.7304 | Residential_2026_Economic_MW_After Competition Groups_Energy Star Clothes Dryer
Residential | Res ¦ Air Sealing | 2026 | Economic | MW | After Competition Groups | 17.025 | 0 | 0 | 1070.4795 | 0.015904 | 13 | Residential_2026_Economic_MW_After Competition Groups_13 | Air Sealing | 1.59% | 0 | 17.025 | Residential_2026_Economic_MW_After Competition Groups_Air Sealing
Residential | Res ¦ Floor Insulation | 2026 | Economic | MW | After Competition Groups | 16.1822 | 0 | 0 | 1070.4795 | 0.015117 | 14 | Residential_2026_Economic_MW_After Competition Groups_14 | Floor Insulation | 1.512% | 0 | 16.1822 | Residential_2026_Economic_MW_After Competition Groups_Floor Insulation
Residential | Res ¦ Duct Insulation | 2026 | Economic | MW | After Competition Groups | 14.9863 | 0 | 0 | 1070.4795 | 0.014 | 15 | Residential_2026_Economic_MW_After Competition Groups_15 | Duct Insulation | 1.4% | 0 | 14.9863 | Residential_2026_Economic_MW_After Competition Groups_Duct Insulation
Residential | Res ¦ Advanced BAS/Controllers | 2026 | Economic | MW | After Competition Groups | 12.7006 | 0 | 0 | 1070.4795 | 0.011864 | 16 | Residential_2026_Economic_MW_After Competition Groups_16 | Advanced BAS/Controllers | 1.186% | 0 | 12.7006 | Residential_2026_Economic_MW_After Competition Groups_Advanced BAS/Controllers
Residential | Res ¦ Clothes Drying Racks | 2026 | Economic | MW | After Competition Groups | 11.7531 | 0 | 0 | 1070.4795 | 0.010979 | 17 | Residential_2026_Economic_MW_After Competition Groups_17 | Clothes Drying Racks | 1.098% | 0 | 11.7531 | Residential_2026_Economic_MW_After Competition Groups_Clothes Drying Racks
Residential | Res ¦ Energy Star Torchiere | 2026 | Economic | MW | After Competition Groups | 11.5373 | 0 | 0 | 1070.4795 | 0.010778 | 18 | Residential_2026_Economic_MW_After Competition Groups_18 | Energy Star Torchiere | 1.078% | 0 | 11.5373 | Residential_2026_Economic_MW_After Competition Groups_Energy Star Torchiere
Residential | Res ¦ Occupancy Sensors MF | 2026 | Economic | MW | After Competition Groups | 10.4734 | 0 | 0 | 1070.4795 | 0.0097838 | 19 | Residential_2026_Economic_MW_After Competition Groups_19 | Occupancy Sensors MF | 0.9784% | 0 | 10.4734 | Residential_2026_Economic_MW_After Competition Groups_Occupancy Sensors MF
Residential | Res ¦ Refrigerator Recycling | 2026 | Economic | MW | After Competition Groups | 9.9599 | 0 | 0 | 1070.4795 | 0.0093042 | 20 | Residential_2026_Economic_MW_After Competition Groups_20 | Refrigerator Recycling | 0.9304% | 0 | 9.9599 | Residential_2026_Economic_MW_After Competition Groups_Refrigerator Recycling
Residential | Res ¦ Freezer Recycling | 2026 | Economic | MW | After Competition Groups | 9.2785 | 0 | 0 | 1070.4795 | 0.0086676 | 21 | Residential_2026_Economic_MW_After Competition Groups_21 | Freezer Recycling | 0.8668% | 0 | 9.2785 | Residential_2026_Economic_MW_After Competition Groups_Freezer Recycling
Residential | Res ¦ Energy Star Dehumidifier | 2026 | Economic | MW | After Competition Groups | 8.7703 | 0 | 0 | 1070.4795 | 0.0081929 | 22 | Residential_2026_Economic_MW_After Competition Groups_22 | Energy Star Dehumidifier | 0.8193% | 0 | 8.7703 | Residential_2026_Economic_MW_After Competition Groups_Energy Star Dehumidifier
Residential | Res ¦ High Efficiency Chiller (avg of water and air cooled) | 2026 | Economic | MW | After Competition Groups | 6.4252 | 0 | 0 | 1070.4795 | 0.0060022 | 23 | Residential_2026_Economic_MW_After Competition Groups_23 | High Efficiency Chiller (avg of water and air cooled) | 0.6002% | 0 | 6.4252 | Residential_2026_Economic_MW_After Competition Groups_High Efficiency Chiller (avg of water and air cooled)
Residential | Res ¦ Duct Insulation MF | 2026 | Economic | MW | After Competition Groups | 6.2409 | 0 | 0 | 1070.4795 | 0.00583 | 24 | Residential_2026_Economic_MW_After Competition Groups_24 | Duct Insulation MF | 0.583% | 0 | 6.2409 | Residential_2026_Economic_MW_After Competition Groups_Duct Insulation MF
Residential | Res ¦ Home Energy Reports | 2026 | Economic | MW | After Competition Groups | 5.8012 | 0 | 0 | 1070.4795 | 0.0054192 | 25 | Residential_2026_Economic_MW_After Competition Groups_25 | Home Energy Reports | 0.5419% | 0 | 5.8012 | Residential_2026_Economic_MW_After Competition Groups_Home Energy Reports
Residential | Res ¦ Energy Star Light Fixture | 2026 | Economic | MW | After Competition Groups | 5.0989 | 0 | 0 | 1070.4795 | 0.0047632 | 26 | Residential_2026_Economic_MW_After Competition Groups_26 | Energy Star Light Fixture | 0.4763% | 0 | 5.0989 | Residential_2026_Economic_MW_After Competition Groups_Energy Star Light Fixture
Residential | Res ¦ Minimize Hot and Warm Clothes Wash | 2026 | Economic | MW | After Competition Groups | 4.923 | 0 | 0 | 1070.4795 | 0.0045989 | 27 | Residential_2026_Economic_MW_After Competition Groups_27 | Minimize Hot and Warm Clothes Wash | 0.4599% | 0 | 4.923 | Residential_2026_Economic_MW_After Competition Groups_Minimize Hot and Warm Clothes Wash
Residential | Res ¦ Outside Air Economizer | 2026 | Economic | MW | After Competition Groups | 3.0604 | 0 | 0 | 1070.4795 | 0.0028589 | 28 | Residential_2026_Economic_MW_After Competition Groups_28 | Outside Air Economizer | 0.2859% | 0 | 3.0604 | Residential_2026_Economic_MW_After Competition Groups_Outside Air Economizer
Residential | Res ¦ LED Tube Re-Lamp | 2026 | Economic | MW | After Competition Groups | 3.0382 | 0 | 0 | 1070.4795 | 0.0028382 | 29 | Residential_2026_Economic_MW_After Competition Groups_29 | LED Tube Re-Lamp | 0.2838% | 0 | 3.0382 | Residential_2026_Economic_MW_After Competition Groups_LED Tube Re-Lamp
Residential | Res ¦ Energy Star Freezer | 2026 | Economic | MW | After Competition Groups | 2.9347 | 0 | 0 | 1070.4795 | 0.0027414 | 30 | Residential_2026_Economic_MW_After Competition Groups_30 | Energy Star Freezer | 0.2741% | 0 | 2.9347 | Residential_2026_Economic_MW_After Competition Groups_Energy Star Freezer
Residential | Res ¦ Heat Recovery Ventilator | 2026 | Economic | MW | After Competition Groups | 2.8584 | 0 | 0 | 1070.4795 | 0.0026702 | 31 | Residential_2026_Economic_MW_After Competition Groups_31 | Heat Recovery Ventilator | 0.267% | 0 | 2.8584 | Residential_2026_Economic_MW_After Competition Groups_Heat Recovery Ventilator
Residential | Res ¦ Demand Control Ventilation | 2026 | Economic | MW | After Competition Groups | 2.2321 | 0 | 0 | 1070.4795 | 0.0020851 | 32 | Residential_2026_Economic_MW_After Competition Groups_32 | Demand Control Ventilation | 0.2085% | 0 | 2.2321 | Residential_2026_Economic_MW_After Competition Groups_Demand Control Ventilation
Residential | Res ¦ Furnace Whistle | 2026 | Economic | MW | After Competition Groups | 2.1449 | 0 | 0 | 1070.4795 | 0.0020037 | 33 | Residential_2026_Economic_MW_After Competition Groups_33 | Furnace Whistle | 0.2004% | 0 | 2.1449 | Residential_2026_Economic_MW_After Competition Groups_Furnace Whistle
Residential | Res ¦ CO Sensors for parking garage exhaust fans | 2026 | Economic | MW | After Competition Groups | 1.9309 | 0 | 0 | 1070.4795 | 0.0018038 | 34 | Residential_2026_Economic_MW_After Competition Groups_34 | CO Sensors for parking garage exhaust fans | 0.1804% | 0 | 1.9309 | Residential_2026_Economic_MW_After Competition Groups_CO Sensors for parking garage exhaust fans
Residential | Res ¦ ENERGY STAR LED LAMPS (REFLECTOR LAMPs/MR16/PAR 16) | 2026 | Economic | MW | After Competition Groups | 1.9233 | 0 | 0 | 1070.4795 | 0.0017966 | 35 | Residential_2026_Economic_MW_After Competition Groups_35 | ENERGY STAR LED LAMPS (REFLECTOR LAMPs/MR16/PAR 16) | 0.1797% | 0 | 1.9233 | Residential_2026_Economic_MW_After Competition Groups_ENERGY STAR LED LAMPS (REFLECTOR LAMPs/MR16/PAR 16)
Residential | Res ¦ Comprehensive Draft Proofing | 2026 | Economic | MW | After Competition Groups | 1.8227 | 0 | 0 | 1070.4795 | 0.0017027 | 36 | Residential_2026_Economic_MW_After Competition Groups_36 | Comprehensive Draft Proofing | 0.1703% | 0 | 1.8227 | Residential_2026_Economic_MW_After Competition Groups_Comprehensive Draft Proofing
Residential | Res ¦ Variable Frequency Drive (VFD) | 2026 | Economic | MW | After Competition Groups | 1.7678 | 0 | 0 | 1070.4795 | 0.0016515 | 37 | Residential_2026_Economic_MW_After Competition Groups_37 | Variable Frequency Drive (VFD) | 0.1651% | 0 | 1.7678 | Residential_2026_Economic_MW_After Competition Groups_Variable Frequency Drive (VFD)
Residential | Res ¦ Condensing Make Up Air Unit | 2026 | Economic | MW | After Competition Groups | 1.1773 | 0 | 0 | 1070.4795 | 0.0010998 | 38 | Residential_2026_Economic_MW_After Competition Groups_38 | Condensing Make Up Air Unit | 0.11% | 0 | 1.1773 | Residential_2026_Economic_MW_After Competition Groups_Condensing Make Up Air Unit
Residential | Res ¦ Water Heater Temperature Setback | 2026 | Economic | MW | After Competition Groups | 1.1181 | 0 | 0 | 1070.4795 | 0.0010445 | 39 | Residential_2026_Economic_MW_After Competition Groups_39 | Water Heater Temperature Setback | 0.1044% | 0 | 1.1181 | Residential_2026_Economic_MW_After Competition Groups_Water Heater Temperature Setback
Residential | Res ¦ Tankless Water Heater | 2026 | Economic | MW | After Competition Groups | 0.88956 | 0 | 0 | 1070.4795 | 0.000831 | 40 | Residential_2026_Economic_MW_After Competition Groups_40 | Tankless Water Heater | 0.0831% | 0 | 0.88956 | Residential_2026_Economic_MW_After Competition Groups_Tankless Water Heater
Residential | Res ¦ LED Parking Lot Fixture | 2026 | Economic | MW | After Competition Groups | 0.8555 | 0 | 0 | 1070.4795 | 0.00079918 | 41 | Residential_2026_Economic_MW_After Competition Groups_41 | LED Parking Lot Fixture | 0.07992% | 0 | 0.8555 | Residential_2026_Economic_MW_After Competition Groups_LED Parking Lot Fixture
Residential | Res ¦ VFD on Pumps | 2026 | Economic | MW | After Competition Groups | 0.54363 | 0 | 0 | 1070.4795 | 0.00050784 | 42 | Residential_2026_Economic_MW_After Competition Groups_42 | VFD on Pumps | 0.05078% | 0 | 0.54363 | Residential_2026_Economic_MW_After Competition Groups_VFD on Pumps
Residential | Res ¦ ENERGY STAR LED Lamps (General Service Lamps) | 2026 | Economic | MW | After Competition Groups | 0.43963 | 0 | 0 | 1070.4795 | 0.00041069 | 43 | Residential_2026_Economic_MW_After Competition Groups_43 | ENERGY STAR LED Lamps (General Service Lamps) | 0.04107% | 0 | 0.43963 | Residential_2026_Economic_MW_After Competition Groups_ENERGY STAR LED Lamps (General Service Lamps)
Residential | Res ¦ LED Exterior Area Lights - LED Fixture (200W) | 2026 | Economic | MW | After Competition Groups | 0.39461 | 0 | 0 | 1070.4795 | 0.00036863 | 44 | Residential_2026_Economic_MW_After Competition Groups_44 | LED Exterior Area Lights - LED Fixture (200W) | 0.03686% | 0 | 0.39461 | Residential_2026_Economic_MW_After Competition Groups_LED Exterior Area Lights - LED Fixture (200W)
Residential | Res ¦ ECM MOTORS FOR HVAC APPLICATION (FAN-POWERED VAV BOX) | 2026 | Economic | MW | After Competition Groups | 0.32089 | 0 | 0 | 1070.4795 | 0.00029976 | 45 | Residential_2026_Economic_MW_After Competition Groups_45 | ECM MOTORS FOR HVAC APPLICATION (FAN-POWERED VAV BOX) | 0.02998% | 0 | 0.32089 | Residential_2026_Economic_MW_After Competition Groups_ECM MOTORS FOR HVAC APPLICATION (FAN-POWERED VAV BOX)
Residential | Res ¦ Wall Insulation | 2026 | Economic | MW | After Competition Groups | 0.23261 | 0 | 0 | 1070.4795 | 0.0002173 | 46 | Residential_2026_Economic_MW_After Competition Groups_46 | Wall Insulation | 0.02173% | 0 | 0.23261 | Residential_2026_Economic_MW_After Competition Groups_Wall Insulation
Residential | Res ¦ Beverage Vending Machine Controls | 2026 | Economic | MW | After Competition Groups | 0.22497 | 0 | 0 | 1070.4795 | 0.00021016 | 47 | Residential_2026_Economic_MW_After Competition Groups_47 | Beverage Vending Machine Controls | 0.02102% | 0 | 0.22497 | Residential_2026_Economic_MW_After Competition Groups_Beverage Vending Machine Controls
Residential | Res ¦ Chilled Water Optimization | 2026 | Economic | MW | After Competition Groups | 0.16502 | 0 | 0 | 1070.4795 | 0.00015415 | 48 | Residential_2026_Economic_MW_After Competition Groups_48 | Chilled Water Optimization | 0.01542% | 0 | 0.16502 | Residential_2026_Economic_MW_After Competition Groups_Chilled Water Optimization
Residential | Res ¦ LED High Bay Fixture | 2026 | Economic | MW | After Competition Groups | 0.026431 | 0 | 0 | 1070.4795 | 2.4691e-05 | 49 | Residential_2026_Economic_MW_After Competition Groups_49 | LED High Bay Fixture | 0.002469% | 0 | 0.026431 | Residential_2026_Economic_MW_After Competition Groups_LED High Bay Fixture
Residential | Res ¦ Wall Insulation MF | 2026 | Economic | MW | After Competition Groups | 0.014098 | 0 | 0 | 1070.4795 | 1.3169e-05 | 50 | Residential_2026_Economic_MW_After Competition Groups_50 | Wall Insulation MF | 0.001317% | 0 | 0.014098 | Residential_2026_Economic_MW_After Competition Groups_Wall Insulation MF
Residential | Res ¦ LED Downlight | 2026 | Economic | MW | After Competition Groups | 0 | 0 | 0 | 1070.4795 | 0 | 51 | Residential_2026_Economic_MW_After Competition Groups_51 | LED Downlight | 0% | 0 | 0 | Residential_2026_Economic_MW_After Competition Groups_LED Downlight
Residential | Res ¦ Smart Burners | 2026 | Economic | MW | After Competition Groups | 0 | 0 | 0 | 1070.4795 | 0 | 52 | Residential_2026_Economic_MW_After Competition Groups_52 | Smart Burners | 0% | 0 | 0 | Residential_2026_Economic_MW_After Competition Groups_Smart Burners
Residential | Res ¦ Smart Power Bar | 2026 | Economic | MW | After Competition Groups | 0 | 0 | 0 | 1070.4795 | 0 | 53 | Residential_2026_Economic_MW_After Competition Groups_53 | Smart Power Bar | 0% | 0 | 0 | Residential_2026_Economic_MW_After Competition Groups_Smart Power Bar
Residential | Res ¦ Ductless Mini-Split Heat Pump | 2026 | SC A | MW | After Competition Groups | 39.3007 | 0 | 0 | 218.864 | 0.17957 | 1 | Residential_2026_SC A_MW_After Competition Groups_1 | Ductless Mini-Split Heat Pump | 17.96% | 0 | 39.3007 | Residential_2026_SC A_MW_After Competition Groups_Ductless Mini-Split Heat Pump
Residential | Res ¦ Energy Star Clothes Washer | 2026 | SC A | MW | After Competition Groups | 24.4832 | 0 | 0 | 218.864 | 0.11186 | 2 | Residential_2026_SC A_MW_After Competition Groups_2 | Energy Star Clothes Washer | 11.19% | 0 | 24.4832 | Residential_2026_SC A_MW_After Competition Groups_Energy Star Clothes Washer
Residential | Res ¦ Building Recommissioning, Operations and Maintenance (O&M) Improvements | 2026 | SC A | MW | After Competition Groups | 24.4514 | 0 | 0 | 218.864 | 0.11172 | 3 | Residential_2026_SC A_MW_After Competition Groups_3 | Building Recommissioning, Operations and Maintenance (O&M) Improvements | 11.17% | 0 | 24.4514 | Residential_2026_SC A_MW_After Competition Groups_Building Recommissioning, Operations and Maintenance (O&M) Improvements
Residential | Res ¦ Energy Star LED Specialty Bulbs | 2026 | SC A | MW | After Competition Groups | 24.0616 | 0 | 0 | 218.864 | 0.10994 | 4 | Residential_2026_SC A_MW_After Competition Groups_4 | Energy Star LED Specialty Bulbs | 10.99% | 0 | 24.0616 | Residential_2026_SC A_MW_After Competition Groups_Energy Star LED Specialty Bulbs
Residential | Res ¦ Adaptive Thermostat | 2026 | SC A | MW | After Competition Groups | 15.3394 | 0 | 0 | 218.864 | 0.070086 | 5 | Residential_2026_SC A_MW_After Competition Groups_5 | Adaptive Thermostat | 7.009% | 0 | 15.3394 | Residential_2026_SC A_MW_After Competition Groups_Adaptive Thermostat
Residential | Res ¦ Variable Speed Pool Pump Motor | 2026 | SC A | MW | After Competition Groups | 12.206 | 0 | 0 | 218.864 | 0.05577 | 6 | Residential_2026_SC A_MW_After Competition Groups_6 | Variable Speed Pool Pump Motor | 5.577% | 0 | 12.206 | Residential_2026_SC A_MW_After Competition Groups_Variable Speed Pool Pump Motor
Residential | Res ¦ Basement Wall Insulation | 2026 | SC A | MW | After Competition Groups | 9.6464 | 0 | 0 | 218.864 | 0.044075 | 7 | Residential_2026_SC A_MW_After Competition Groups_7 | Basement Wall Insulation | 4.407% | 0 | 9.6464 | Residential_2026_SC A_MW_After Competition Groups_Basement Wall Insulation
Residential | Res ¦ Energy Star A Line, PAR, MR Lamps | 2026 | SC A | MW | After Competition Groups | 9.3981 | 0 | 0 | 218.864 | 0.04294 | 8 | Residential_2026_SC A_MW_After Competition Groups_8 | Energy Star A Line, PAR, MR Lamps | 4.294% | 0 | 9.3981 | Residential_2026_SC A_MW_After Competition Groups_Energy Star A Line, PAR, MR Lamps
Residential | Res ¦ Energy Star Air Source Heat Pump | 2026 | SC A | MW | After Competition Groups | 7.755 | 0 | 0 | 218.864 | 0.035433 | 9 | Residential_2026_SC A_MW_After Competition Groups_9 | Energy Star Air Source Heat Pump | 3.543% | 0 | 7.755 | Residential_2026_SC A_MW_After Competition Groups_Energy Star Air Source Heat Pump
Residential | Res ¦ Energy Star Room Air Conditioner | 2026 | SC A | MW | After Competition Groups | 6.4056 | 0 | 0 | 218.864 | 0.029268 | 10 | Residential_2026_SC A_MW_After Competition Groups_10 | Energy Star Room Air Conditioner | 2.927% | 0 | 6.4056 | Residential_2026_SC A_MW_After Competition Groups_Energy Star Room Air Conditioner
Residential | Res ¦ High Efficiency Chiller (avg of water and air cooled) | 2026 | SC A | MW | After Competition Groups | 5.4535 | 0 | 0 | 218.864 | 0.024917 | 11 | Residential_2026_SC A_MW_After Competition Groups_11 | High Efficiency Chiller (avg of water and air cooled) | 2.492% | 0 | 5.4535 | Residential_2026_SC A_MW_After Competition Groups_High Efficiency Chiller (avg of water and air cooled)
Residential | Res ¦ Energy Star LED Bulbs General Purpose LEDs | 2026 | SC A | MW | After Competition Groups | 4.2879 | 0 | 0 | 218.864 | 0.019592 | 12 | Residential_2026_SC A_MW_After Competition Groups_12 | Energy Star LED Bulbs General Purpose LEDs | 1.959% | 0 | 4.2879 | Residential_2026_SC A_MW_After Competition Groups_Energy Star LED Bulbs General Purpose LEDs
Residential | Res ¦ Energy Star Clothes Dryer | 2026 | SC A | MW | After Competition Groups | 3.5875 | 0 | 0 | 218.864 | 0.016391 | 13 | Residential_2026_SC A_MW_After Competition Groups_13 | Energy Star Clothes Dryer | 1.639% | 0 | 3.5875 | Residential_2026_SC A_MW_After Competition Groups_Energy Star Clothes Dryer
Residential | Res ¦ Occupancy Sensors MF | 2026 | SC A | MW | After Competition Groups | 3.284 | 0 | 0 | 218.864 | 0.015005 | 14 | Residential_2026_SC A_MW_After Competition Groups_14 | Occupancy Sensors MF | 1.5% | 0 | 3.284 | Residential_2026_SC A_MW_After Competition Groups_Occupancy Sensors MF
Residential | Res ¦ Attic Insulation | 2026 | SC A | MW | After Competition Groups | 3.264 | 0 | 0 | 218.864 | 0.014913 | 15 | Residential_2026_SC A_MW_After Competition Groups_15 | Attic Insulation | 1.491% | 0 | 3.264 | Residential_2026_SC A_MW_After Competition Groups_Attic Insulation
Residential | Res ¦ Energy Star Torchiere | 2026 | SC A | MW | After Competition Groups | 3.1919 | 0 | 0 | 218.864 | 0.014584 | 16 | Residential_2026_SC A_MW_After Competition Groups_16 | Energy Star Torchiere | 1.458% | 0 | 3.1919 | Residential_2026_SC A_MW_After Competition Groups_Energy Star Torchiere
Residential | Res ¦ LED Tube Re-Lamp | 2026 | SC A | MW | After Competition Groups | 2.5703 | 0 | 0 | 218.864 | 0.011744 | 17 | Residential_2026_SC A_MW_After Competition Groups_17 | LED Tube Re-Lamp | 1.174% | 0 | 2.5703 | Residential_2026_SC A_MW_After Competition Groups_LED Tube Re-Lamp
Residential | Res ¦ Advanced BAS/Controllers | 2026 | SC A | MW | After Competition Groups | 2.331 | 0 | 0 | 218.864 | 0.01065 | 18 | Residential_2026_SC A_MW_After Competition Groups_18 | Advanced BAS/Controllers | 1.065% | 0 | 2.331 | Residential_2026_SC A_MW_After Competition Groups_Advanced BAS/Controllers
Residential | Res ¦ Home Energy Reports | 2026 | SC A | MW | After Competition Groups | 2.0182 | 0 | 0 | 218.864 | 0.0092215 | 19 | Residential_2026_SC A_MW_After Competition Groups_19 | Home Energy Reports | 0.9221% | 0 | 2.0182 | Residential_2026_SC A_MW_After Competition Groups_Home Energy Reports
Residential | Res ¦ Refrigerator Recycling | 2026 | SC A | MW | After Competition Groups | 1.9989 | 0 | 0 | 218.864 | 0.0091332 | 20 | Residential_2026_SC A_MW_After Competition Groups_20 | Refrigerator Recycling | 0.9133% | 0 | 1.9989 | Residential_2026_SC A_MW_After Competition Groups_Refrigerator Recycling
Residential | Res ¦ ENERGY STAR LED LAMPS (REFLECTOR LAMPs/MR16/PAR 16) | 2026 | SC A | MW | After Competition Groups | 1.6554 | 0 | 0 | 218.864 | 0.0075638 | 21 | Residential_2026_SC A_MW_After Competition Groups_21 | ENERGY STAR LED LAMPS (REFLECTOR LAMPs/MR16/PAR 16) | 0.7564% | 0 | 1.6554 | Residential_2026_SC A_MW_After Competition Groups_ENERGY STAR LED LAMPS (REFLECTOR LAMPs/MR16/PAR 16)
Residential | Res ¦ Minimize Hot and Warm Clothes Wash | 2026 | SC A | MW | After Competition Groups | 1.6266 | 0 | 0 | 218.864 | 0.0074322 | 22 | Residential_2026_SC A_MW_After Competition Groups_22 | Minimize Hot and Warm Clothes Wash | 0.7432% | 0 | 1.6266 | Residential_2026_SC A_MW_After Competition Groups_Minimize Hot and Warm Clothes Wash
Residential | Res ¦ Energy Star Light Fixture | 2026 | SC A | MW | After Competition Groups | 1.404 | 0 | 0 | 218.864 | 0.0064149 | 23 | Residential_2026_SC A_MW_After Competition Groups_23 | Energy Star Light Fixture | 0.6415% | 0 | 1.404 | Residential_2026_SC A_MW_After Competition Groups_Energy Star Light Fixture
Residential | Res ¦ Outside Air Economizer | 2026 | SC A | MW | After Competition Groups | 1.3239 | 0 | 0 | 218.864 | 0.006049 | 24 | Residential_2026_SC A_MW_After Competition Groups_24 | Outside Air Economizer | 0.6049% | 0 | 1.3239 | Residential_2026_SC A_MW_After Competition Groups_Outside Air Economizer
Residential | Res ¦ Air Sealing | 2026 | SC A | MW | After Competition Groups | 1.1712 | 0 | 0 | 218.864 | 0.0053514 | 25 | Residential_2026_SC A_MW_After Competition Groups_25 | Air Sealing | 0.5351% | 0 | 1.1712 | Residential_2026_SC A_MW_After Competition Groups_Air Sealing
Residential | Res ¦ Energy Star Freezer | 2026 | SC A | MW | After Competition Groups | 1.0835 | 0 | 0 | 218.864 | 0.0049505 | 26 | Residential_2026_SC A_MW_After Competition Groups_26 | Energy Star Freezer | 0.495% | 0 | 1.0835 | Residential_2026_SC A_MW_After Competition Groups_Energy Star Freezer
Residential | Res ¦ LED Parking Lot Fixture | 2026 | SC A | MW | After Competition Groups | 0.63859 | 0 | 0 | 218.864 | 0.0029177 | 27 | Residential_2026_SC A_MW_After Competition Groups_27 | LED Parking Lot Fixture | 0.2918% | 0 | 0.63859 | Residential_2026_SC A_MW_After Competition Groups_LED Parking Lot Fixture
Residential | Res ¦ Furnace Whistle | 2026 | SC A | MW | After Competition Groups | 0.60439 | 0 | 0 | 218.864 | 0.0027615 | 28 | Residential_2026_SC A_MW_After Competition Groups_28 | Furnace Whistle | 0.2762% | 0 | 0.60439 | Residential_2026_SC A_MW_After Competition Groups_Furnace Whistle
Residential | Res ¦ Variable Frequency Drive (VFD) | 2026 | SC A | MW | After Competition Groups | 0.49814 | 0 | 0 | 218.864 | 0.002276 | 29 | Residential_2026_SC A_MW_After Competition Groups_29 | Variable Frequency Drive (VFD) | 0.2276% | 0 | 0.49814 | Residential_2026_SC A_MW_After Competition Groups_Variable Frequency Drive (VFD)
Residential | Res ¦ Comprehensive Draft Proofing | 2026 | SC A | MW | After Competition Groups | 0.4899 | 0 | 0 | 218.864 | 0.0022384 | 30 | Residential_2026_SC A_MW_After Competition Groups_30 | Comprehensive Draft Proofing | 0.2238% | 0 | 0.4899 | Residential_2026_SC A_MW_After Competition Groups_Comprehensive Draft Proofing
Residential | Res ¦ CO Sensors for parking garage exhaust fans | 2026 | SC A | MW | After Competition Groups | 0.38263 | 0 | 0 | 218.864 | 0.0017482 | 31 | Residential_2026_SC A_MW_After Competition Groups_31 | CO Sensors for parking garage exhaust fans | 0.1748% | 0 | 0.38263 | Residential_2026_SC A_MW_After Competition Groups_CO Sensors for parking garage exhaust fans
Residential | Res ¦ ENERGY STAR LED Lamps (General Service Lamps) | 2026 | SC A | MW | After Competition Groups | 0.3809 | 0 | 0 | 218.864 | 0.0017403 | 32 | Residential_2026_SC A_MW_After Competition Groups_32 | ENERGY STAR LED Lamps (General Service Lamps) | 0.174% | 0 | 0.3809 | Residential_2026_SC A_MW_After Competition Groups_ENERGY STAR LED Lamps (General Service Lamps)
Residential | Res ¦ Demand Control Ventilation | 2026 | SC A | MW | After Competition Groups | 0.33958 | 0 | 0 | 218.864 | 0.0015515 | 33 | Residential_2026_SC A_MW_After Competition Groups_33 | Demand Control Ventilation | 0.1552% | 0 | 0.33958 | Residential_2026_SC A_MW_After Competition Groups_Demand Control Ventilation
Residential | Res ¦ Energy Star Dehumidifier | 2026 | SC A | MW | After Competition Groups | 0.32439 | 0 | 0 | 218.864 | 0.0014821 | 34 | Residential_2026_SC A_MW_After Competition Groups_34 | Energy Star Dehumidifier | 0.1482% | 0 | 0.32439 | Residential_2026_SC A_MW_After Competition Groups_Energy Star Dehumidifier
Residential | Res ¦ LED Exterior Area Lights - LED Fixture (200W) | 2026 | SC A | MW | After Competition Groups | 0.31374 | 0 | 0 | 218.864 | 0.0014335 | 35 | Residential_2026_SC A_MW_After Competition Groups_35 | LED Exterior Area Lights - LED Fixture (200W) | 0.1433% | 0 | 0.31374 | Residential_2026_SC A_MW_After Competition Groups_LED Exterior Area Lights - LED Fixture (200W)
Residential | Res ¦ Water Heater Temperature Setback | 2026 | SC A | MW | After Competition Groups | 0.31274 | 0 | 0 | 218.864 | 0.0014289 | 36 | Residential_2026_SC A_MW_After Competition Groups_36 | Water Heater Temperature Setback | 0.1429% | 0 | 0.31274 | Residential_2026_SC A_MW_After Competition Groups_Water Heater Temperature Setback
Residential | Res ¦ Floor Insulation | 2026 | SC A | MW | After Competition Groups | 0.23704 | 0 | 0 | 218.864 | 0.001083 | 37 | Residential_2026_SC A_MW_After Competition Groups_37 | Floor Insulation | 0.1083% | 0 | 0.23704 | Residential_2026_SC A_MW_After Competition Groups_Floor Insulation
Residential | Res ¦ Clothes Drying Racks | 2026 | SC A | MW | After Competition Groups | 0.23049 | 0 | 0 | 218.864 | 0.0010531 | 38 | Residential_2026_SC A_MW_After Competition Groups_38 | Clothes Drying Racks | 0.1053% | 0 | 0.23049 | Residential_2026_SC A_MW_After Competition Groups_Clothes Drying Racks
Residential | Res ¦ VFD on Pumps | 2026 | SC A | MW | After Competition Groups | 0.14205 | 0 | 0 | 218.864 | 0.00064905 | 39 | Residential_2026_SC A_MW_After Competition Groups_39 | VFD on Pumps | 0.06491% | 0 | 0.14205 | Residential_2026_SC A_MW_After Competition Groups_VFD on Pumps
Residential | Res ¦ Duct Insulation | 2026 | SC A | MW | After Competition Groups | 0.14132 | 0 | 0 | 218.864 | 0.00064572 | 40 | Residential_2026_SC A_MW_After Competition Groups_40 | Duct Insulation | 0.06457% | 0 | 0.14132 | Residential_2026_SC A_MW_After Competition Groups_Duct Insulation
Residential | Res ¦ Condensing Make Up Air Unit | 2026 | SC A | MW | After Competition Groups | 0.12534 | 0 | 0 | 218.864 | 0.00057268 | 41 | Residential_2026_SC A_MW_After Competition Groups_41 | Condensing Make Up Air Unit | 0.05727% | 0 | 0.12534 | Residential_2026_SC A_MW_After Competition Groups_Condensing Make Up Air Unit
Residential | Res ¦ Duct Insulation MF | 2026 | SC A | MW | After Competition Groups | 0.082976 | 0 | 0 | 218.864 | 0.00037912 | 42 | Residential_2026_SC A_MW_After Competition Groups_42 | Duct Insulation MF | 0.03791% | 0 | 0.082976 | Residential_2026_SC A_MW_After Competition Groups_Duct Insulation MF
Residential | Res ¦ ECM MOTORS FOR HVAC APPLICATION (FAN-POWERED VAV BOX) | 2026 | SC A | MW | After Competition Groups | 0.081094 | 0 | 0 | 218.864 | 0.00037052 | 43 | Residential_2026_SC A_MW_After Competition Groups_43 | ECM MOTORS FOR HVAC APPLICATION (FAN-POWERED VAV BOX) | 0.03705% | 0 | 0.081094 | Residential_2026_SC A_MW_After Competition Groups_ECM MOTORS FOR HVAC APPLICATION (FAN-POWERED VAV BOX)
Residential | Res ¦ Tankless Water Heater | 2026 | SC A | MW | After Competition Groups | 0.07513 | 0 | 0 | 218.864 | 0.00034327 | 44 | Residential_2026_SC A_MW_After Competition Groups_44 | Tankless Water Heater | 0.03433% | 0 | 0.07513 | Residential_2026_SC A_MW_After Competition Groups_Tankless Water Heater
Residential | Res ¦ Heat Recovery Ventilator | 2026 | SC A | MW | After Competition Groups | 0.056762 | 0 | 0 | 218.864 | 0.00025935 | 45 | Residential_2026_SC A_MW_After Competition Groups_45 | Heat Recovery Ventilator | 0.02593% | 0 | 0.056762 | Residential_2026_SC A_MW_After Competition Groups_Heat Recovery Ventilator
Residential | Res ¦ Chilled Water Optimization | 2026 | SC A | MW | After Competition Groups | 0.05376 | 0 | 0 | 218.864 | 0.00024563 | 46 | Residential_2026_SC A_MW_After Competition Groups_46 | Chilled Water Optimization | 0.02456% | 0 | 0.05376 | Residential_2026_SC A_MW_After Competition Groups_Chilled Water Optimization
Residential | Res ¦ Beverage Vending Machine Controls | 2026 | SC A | MW | After Competition Groups | 0.042936 | 0 | 0 | 218.864 | 0.00019618 | 47 | Residential_2026_SC A_MW_After Competition Groups_47 | Beverage Vending Machine Controls | 0.01962% | 0 | 0.042936 | Residential_2026_SC A_MW_After Competition Groups_Beverage Vending Machine Controls
Residential | Res ¦ LED High Bay Fixture | 2026 | SC A | MW | After Competition Groups | 0.0076085 | 0 | 0 | 218.864 | 3.4764e-05 | 48 | Residential_2026_SC A_MW_After Competition Groups_48 | LED High Bay Fixture | 0.003476% | 0 | 0.0076085 | Residential_2026_SC A_MW_After Competition Groups_LED High Bay Fixture
Residential | Res ¦ Wall Insulation MF | 2026 | SC A | MW | After Competition Groups | 0.0016535 | 0 | 0 | 218.864 | 7.5547e-06 | 49 | Residential_2026_SC A_MW_After Competition Groups_49 | Wall Insulation MF | 0.0007555% | 0 | 0.0016535 | Residential_2026_SC A_MW_After Competition Groups_Wall Insulation MF
Residential | Res ¦ Wall Insulation | 2026 | SC A | MW | After Competition Groups | 0.0012708 | 0 | 0 | 218.864 | 5.8063e-06 | 50 | Residential_2026_SC A_MW_After Competition Groups_50 | Wall Insulation | 0.0005806% | 0 | 0.0012708 | Residential_2026_SC A_MW_After Competition Groups_Wall Insulation
Residential | Res ¦ Freezer Recycling | 2026 | SC A | MW | After Competition Groups | 0.00017214 | 0 | 0 | 218.864 | 7.865e-07 | 51 | Residential_2026_SC A_MW_After Competition Groups_51 | Freezer Recycling | 7.865e-05% | 0 | 0.00017214 | Residential_2026_SC A_MW_After Competition Groups_Freezer Recycling
Residential | Res ¦ LED Downlight | 2026 | SC A | MW | After Competition Groups | 0 | 0 | 0 | 218.864 | 0 | 52 | Residential_2026_SC A_MW_After Competition Groups_52 | LED Downlight | 0% | 0 | 0 | Residential_2026_SC A_MW_After Competition Groups_LED Downlight
Residential | Res ¦ Smart Burners | 2026 | SC A | MW | After Competition Groups | 0 | 0 | 0 | 218.864 | 0 | 53 | Residential_2026_SC A_MW_After Competition Groups_53 | Smart Burners | 0% | 0 | 0 | Residential_2026_SC A_MW_After Competition Groups_Smart Burners
Residential | Res ¦ Smart Power Bar | 2026 | SC A | MW | After Competition Groups | 0 | 0 | 0 | 218.864 | 0 | 54 | Residential_2026_SC A_MW_After Competition Groups_54 | Smart Power Bar | 0% | 0 | 0 | Residential_2026_SC A_MW_After Competition Groups_Smart Power Bar
Residential | Res ¦ Building Recommissioning, Operations and Maintenance (O&M) Improvements | 2026 | SC B | MW | After Competition Groups | 58.4026 | 0 | 0 | 401.0057 | 0.14564 | 1 | Residential_2026_SC B_MW_After Competition Groups_1 | Building Recommissioning, Operations and Maintenance (O&M) Improvements | 14.56% | 0 | 58.4026 | Residential_2026_SC B_MW_After Competition Groups_Building Recommissioning, Operations and Maintenance (O&M) Improvements
Residential | Res ¦ Ductless Mini-Split Heat Pump | 2026 | SC B | MW | After Competition Groups | 51.5197 | 0 | 0 | 401.0057 | 0.12848 | 2 | Residential_2026_SC B_MW_After Competition Groups_2 | Ductless Mini-Split Heat Pump | 12.85% | 0 | 51.5197 | Residential_2026_SC B_MW_After Competition Groups_Ductless Mini-Split Heat Pump
Residential | Res ¦ Variable Speed Pool Pump Motor | 2026 | SC B | MW | After Competition Groups | 41.7132 | 0 | 0 | 401.0057 | 0.10402 | 3 | Residential_2026_SC B_MW_After Competition Groups_3 | Variable Speed Pool Pump Motor | 10.4% | 0 | 41.7132 | Residential_2026_SC B_MW_After Competition Groups_Variable Speed Pool Pump Motor
Residential | Res ¦ Energy Star Clothes Washer | 2026 | SC B | MW | After Competition Groups | 40.5562 | 0 | 0 | 401.0057 | 0.10114 | 4 | Residential_2026_SC B_MW_After Competition Groups_4 | Energy Star Clothes Washer | 10.11% | 0 | 40.5562 | Residential_2026_SC B_MW_After Competition Groups_Energy Star Clothes Washer
Residential | Res ¦ Adaptive Thermostat | 2026 | SC B | MW | After Competition Groups | 35.7378 | 0 | 0 | 401.0057 | 0.089121 | 5 | Residential_2026_SC B_MW_After Competition Groups_5 | Adaptive Thermostat | 8.912% | 0 | 35.7378 | Residential_2026_SC B_MW_After Competition Groups_Adaptive Thermostat
Residential | Res ¦ Energy Star LED Bulbs General Purpose LEDs | 2026 | SC B | MW | After Competition Groups | 13.8551 | 0 | 0 | 401.0057 | 0.034551 | 6 | Residential_2026_SC B_MW_After Competition Groups_6 | Energy Star LED Bulbs General Purpose LEDs | 3.455% | 0 | 13.8551 | Residential_2026_SC B_MW_After Competition Groups_Energy Star LED Bulbs General Purpose LEDs
Residential | Res ¦ Energy Star A Line, PAR, MR Lamps | 2026 | SC B | MW | After Competition Groups | 13.6999 | 0 | 0 | 401.0057 | 0.034164 | 7 | Residential_2026_SC B_MW_After Competition Groups_7 | Energy Star A Line, PAR, MR Lamps | 3.416% | 0 | 13.6999 | Residential_2026_SC B_MW_After Competition Groups_Energy Star A Line, PAR, MR Lamps
Residential | Res ¦ Energy Star Room Air Conditioner | 2026 | SC B | MW | After Competition Groups | 13.0093 | 0 | 0 | 401.0057 | 0.032442 | 8 | Residential_2026_SC B_MW_After Competition Groups_8 | Energy Star Room Air Conditioner | 3.244% | 0 | 13.0093 | Residential_2026_SC B_MW_After Competition Groups_Energy Star Room Air Conditioner
Residential | Res ¦ Energy Star LED Specialty Bulbs | 2026 | SC B | MW | After Competition Groups | 12.5924 | 0 | 0 | 401.0057 | 0.031402 | 9 | Residential_2026_SC B_MW_After Competition Groups_9 | Energy Star LED Specialty Bulbs | 3.14% | 0 | 12.5924 | Residential_2026_SC B_MW_After Competition Groups_Energy Star LED Specialty Bulbs
Residential | Res ¦ Energy Star Air Source Heat Pump | 2026 | SC B | MW | After Competition Groups | 12.4233 | 0 | 0 | 401.0057 | 0.03098 | 10 | Residential_2026_SC B_MW_After Competition Groups_10 | Energy Star Air Source Heat Pump | 3.098% | 0 | 12.4233 | Residential_2026_SC B_MW_After Competition Groups_Energy Star Air Source Heat Pump
Residential | Res ¦ Basement Wall Insulation | 2026 | SC B | MW | After Competition Groups | 9.7667 | 0 | 0 | 401.0057 | 0.024356 | 11 | Residential_2026_SC B_MW_After Competition Groups_11 | Basement Wall Insulation | 2.436% | 0 | 9.7667 | Residential_2026_SC B_MW_After Competition Groups_Basement Wall Insulation
Residential | Res ¦ Advanced BAS/Controllers | 2026 | SC B | MW | After Competition Groups | 8.5469 | 0 | 0 | 401.0057 | 0.021314 | 12 | Residential_2026_SC B_MW_After Competition Groups_12 | Advanced BAS/Controllers | 2.131% | 0 | 8.5469 | Residential_2026_SC B_MW_After Competition Groups_Advanced BAS/Controllers
Residential | Res ¦ Occupancy Sensors MF | 2026 | SC B | MW | After Competition Groups | 7.919 | 0 | 0 | 401.0057 | 0.019748 | 13 | Residential_2026_SC B_MW_After Competition Groups_13 | Occupancy Sensors MF | 1.975% | 0 | 7.919 | Residential_2026_SC B_MW_After Competition Groups_Occupancy Sensors MF
Residential | Res ¦ Clothes Drying Racks | 2026 | SC B | MW | After Competition Groups | 7.9064 | 0 | 0 | 401.0057 | 0.019716 | 14 | Residential_2026_SC B_MW_After Competition Groups_14 | Clothes Drying Racks | 1.972% | 0 | 7.9064 | Residential_2026_SC B_MW_After Competition Groups_Clothes Drying Racks
Residential | Res ¦ Attic Insulation | 2026 | SC B | MW | After Competition Groups | 7.5331 | 0 | 0 | 401.0057 | 0.018785 | 15 | Residential_2026_SC B_MW_After Competition Groups_15 | Attic Insulation | 1.879% | 0 | 7.5331 | Residential_2026_SC B_MW_After Competition Groups_Attic Insulation
Residential | Res ¦ Energy Star Clothes Dryer | 2026 | SC B | MW | After Competition Groups | 6.767 | 0 | 0 | 401.0057 | 0.016875 | 16 | Residential_2026_SC B_MW_After Competition Groups_16 | Energy Star Clothes Dryer | 1.688% | 0 | 6.767 | Residential_2026_SC B_MW_After Competition Groups_Energy Star Clothes Dryer
Residential | Res ¦ Refrigerator Recycling | 2026 | SC B | MW | After Competition Groups | 6.7027 | 0 | 0 | 401.0057 | 0.016715 | 17 | Residential_2026_SC B_MW_After Competition Groups_17 | Refrigerator Recycling | 1.671% | 0 | 6.7027 | Residential_2026_SC B_MW_After Competition Groups_Refrigerator Recycling
Residential | Res ¦ Freezer Recycling | 2026 | SC B | MW | After Competition Groups | 6.2287 | 0 | 0 | 401.0057 | 0.015533 | 18 | Residential_2026_SC B_MW_After Competition Groups_18 | Freezer Recycling | 1.553% | 0 | 6.2287 | Residential_2026_SC B_MW_After Competition Groups_Freezer Recycling
Residential | Res ¦ High Efficiency Chiller (avg of water and air cooled) | 2026 | SC B | MW | After Competition Groups | 5.629 | 0 | 0 | 401.0057 | 0.014037 | 19 | Residential_2026_SC B_MW_After Competition Groups_19 | High Efficiency Chiller (avg of water and air cooled) | 1.404% | 0 | 5.629 | Residential_2026_SC B_MW_After Competition Groups_High Efficiency Chiller (avg of water and air cooled)
Residential | Res ¦ Energy Star Torchiere | 2026 | SC B | MW | After Competition Groups | 4.8981 | 0 | 0 | 401.0057 | 0.012214 | 20 | Residential_2026_SC B_MW_After Competition Groups_20 | Energy Star Torchiere | 1.221% | 0 | 4.8981 | Residential_2026_SC B_MW_After Competition Groups_Energy Star Torchiere
Residential | Res ¦ Energy Star Dehumidifier | 2026 | SC B | MW | After Competition Groups | 3.508 | 0 | 0 | 401.0057 | 0.0087479 | 21 | Residential_2026_SC B_MW_After Competition Groups_21 | Energy Star Dehumidifier | 0.8748% | 0 | 3.508 | Residential_2026_SC B_MW_After Competition Groups_Energy Star Dehumidifier
Residential | Res ¦ Energy Star Freezer | 2026 | SC B | MW | After Competition Groups | 2.5899 | 0 | 0 | 401.0057 | 0.0064585 | 22 | Residential_2026_SC B_MW_After Competition Groups_22 | Energy Star Freezer | 0.6459% | 0 | 2.5899 | Residential_2026_SC B_MW_After Competition Groups_Energy Star Freezer
Residential | Res ¦ LED Tube Re-Lamp | 2026 | SC B | MW | After Competition Groups | 2.5703 | 0 | 0 | 401.0057 | 0.0064097 | 23 | Residential_2026_SC B_MW_After Competition Groups_23 | LED Tube Re-Lamp | 0.641% | 0 | 2.5703 | Residential_2026_SC B_MW_After Competition Groups_LED Tube Re-Lamp
Residential | Res ¦ Outside Air Economizer | 2026 | SC B | MW | After Competition Groups | 2.2558 | 0 | 0 | 401.0057 | 0.0056253 | 24 | Residential_2026_SC B_MW_After Competition Groups_24 | Outside Air Economizer | 0.5625% | 0 | 2.2558 | Residential_2026_SC B_MW_After Competition Groups_Outside Air Economizer
Residential | Res ¦ Air Sealing | 2026 | SC B | MW | After Competition Groups | 2.0774 | 0 | 0 | 401.0057 | 0.0051804 | 25 | Residential_2026_SC B_MW_After Competition Groups_25 | Air Sealing | 0.518% | 0 | 2.0774 | Residential_2026_SC B_MW_After Competition Groups_Air Sealing
Residential | Res ¦ Home Energy Reports | 2026 | SC B | MW | After Competition Groups | 2.0182 | 0 | 0 | 401.0057 | 0.005033 | 26 | Residential_2026_SC B_MW_After Competition Groups_26 | Home Energy Reports | 0.5033% | 0 | 2.0182 | Residential_2026_SC B_MW_After Competition Groups_Home Energy Reports
Residential | Res ¦ Energy Star Light Fixture | 2026 | SC B | MW | After Competition Groups | 2.013 | 0 | 0 | 401.0057 | 0.0050198 | 27 | Residential_2026_SC B_MW_After Competition Groups_27 | Energy Star Light Fixture | 0.502% | 0 | 2.013 | Residential_2026_SC B_MW_After Competition Groups_Energy Star Light Fixture
Residential | Res ¦ Floor Insulation | 2026 | SC B | MW | After Competition Groups | 1.9735 | 0 | 0 | 401.0057 | 0.0049214 | 28 | Residential_2026_SC B_MW_After Competition Groups_28 | Floor Insulation | 0.4921% | 0 | 1.9735 | Residential_2026_SC B_MW_After Competition Groups_Floor Insulation
Residential | Res ¦ Duct Insulation | 2026 | SC B | MW | After Competition Groups | 1.7312 | 0 | 0 | 401.0057 | 0.0043173 | 29 | Residential_2026_SC B_MW_After Competition Groups_29 | Duct Insulation | 0.4317% | 0 | 1.7312 | Residential_2026_SC B_MW_After Competition Groups_Duct Insulation
Residential | Res ¦ ENERGY STAR LED LAMPS (REFLECTOR LAMPs/MR16/PAR 16) | 2026 | SC B | MW | After Competition Groups | 1.6554 | 0 | 0 | 401.0057 | 0.0041282 | 30 | Residential_2026_SC B_MW_After Competition Groups_30 | ENERGY STAR LED LAMPS (REFLECTOR LAMPs/MR16/PAR 16) | 0.4128% | 0 | 1.6554 | Residential_2026_SC B_MW_After Competition Groups_ENERGY STAR LED LAMPS (REFLECTOR LAMPs/MR16/PAR 16)
Residential | Res ¦ Minimize Hot and Warm Clothes Wash | 2026 | SC B | MW | After Competition Groups | 1.6266 | 0 | 0 | 401.0057 | 0.0040564 | 31 | Residential_2026_SC B_MW_After Competition Groups_31 | Minimize Hot and Warm Clothes Wash | 0.4056% | 0 | 1.6266 | Residential_2026_SC B_MW_After Competition Groups_Minimize Hot and Warm Clothes Wash
Residential | Res ¦ Demand Control Ventilation | 2026 | SC B | MW | After Competition Groups | 1.502 | 0 | 0 | 401.0057 | 0.0037456 | 32 | Residential_2026_SC B_MW_After Competition Groups_32 | Demand Control Ventilation | 0.3746% | 0 | 1.502 | Residential_2026_SC B_MW_After Competition Groups_Demand Control Ventilation
Residential | Res ¦ Furnace Whistle | 2026 | SC B | MW | After Competition Groups | 1.4436 | 0 | 0 | 401.0057 | 0.0036 | 33 | Residential_2026_SC B_MW_After Competition Groups_33 | Furnace Whistle | 0.36% | 0 | 1.4436 | Residential_2026_SC B_MW_After Competition Groups_Furnace Whistle
Residential | Res ¦ Comprehensive Draft Proofing | 2026 | SC B | MW | After Competition Groups | 1.2267 | 0 | 0 | 401.0057 | 0.0030591 | 34 | Residential_2026_SC B_MW_After Competition Groups_34 | Comprehensive Draft Proofing | 0.3059% | 0 | 1.2267 | Residential_2026_SC B_MW_After Competition Groups_Comprehensive Draft Proofing
Residential | Res ¦ Variable Frequency Drive (VFD) | 2026 | SC B | MW | After Competition Groups | 1.1898 | 0 | 0 | 401.0057 | 0.0029669 | 35 | Residential_2026_SC B_MW_After Competition Groups_35 | Variable Frequency Drive (VFD) | 0.2967% | 0 | 1.1898 | Residential_2026_SC B_MW_After Competition Groups_Variable Frequency Drive (VFD)
Residential | Res ¦ CO Sensors for parking garage exhaust fans | 2026 | SC B | MW | After Competition Groups | 1.1488 | 0 | 0 | 401.0057 | 0.0028648 | 36 | Residential_2026_SC B_MW_After Competition Groups_36 | CO Sensors for parking garage exhaust fans | 0.2865% | 0 | 1.1488 | Residential_2026_SC B_MW_After Competition Groups_CO Sensors for parking garage exhaust fans
Residential | Res ¦ Duct Insulation MF | 2026 | SC B | MW | After Competition Groups | 0.76107 | 0 | 0 | 401.0057 | 0.0018979 | 37 | Residential_2026_SC B_MW_After Competition Groups_37 | Duct Insulation MF | 0.1898% | 0 | 0.76107 | Residential_2026_SC B_MW_After Competition Groups_Duct Insulation MF
Residential | Res ¦ Water Heater Temperature Setback | 2026 | SC B | MW | After Competition Groups | 0.75249 | 0 | 0 | 401.0057 | 0.0018765 | 38 | Residential_2026_SC B_MW_After Competition Groups_38 | Water Heater Temperature Setback | 0.1877% | 0 | 0.75249 | Residential_2026_SC B_MW_After Competition Groups_Water Heater Temperature Setback
Residential | Res ¦ LED Parking Lot Fixture | 2026 | SC B | MW | After Competition Groups | 0.71723 | 0 | 0 | 401.0057 | 0.0017886 | 39 | Residential_2026_SC B_MW_After Competition Groups_39 | LED Parking Lot Fixture | 0.1789% | 0 | 0.71723 | Residential_2026_SC B_MW_After Competition Groups_LED Parking Lot Fixture
Residential | Res ¦ Heat Recovery Ventilator | 2026 | SC B | MW | After Competition Groups | 0.61063 | 0 | 0 | 401.0057 | 0.0015227 | 40 | Residential_2026_SC B_MW_After Competition Groups_40 | Heat Recovery Ventilator | 0.1523% | 0 | 0.61063 | Residential_2026_SC B_MW_After Competition Groups_Heat Recovery Ventilator
Residential | Res ¦ Condensing Make Up Air Unit | 2026 | SC B | MW | After Competition Groups | 0.51818 | 0 | 0 | 401.0057 | 0.0012922 | 41 | Residential_2026_SC B_MW_After Competition Groups_41 | Condensing Make Up Air Unit | 0.1292% | 0 | 0.51818 | Residential_2026_SC B_MW_After Competition Groups_Condensing Make Up Air Unit
Residential | Res ¦ ENERGY STAR LED Lamps (General Service Lamps) | 2026 | SC B | MW | After Competition Groups | 0.3809 | 0 | 0 | 401.0057 | 0.00094986 | 42 | Residential_2026_SC B_MW_After Competition Groups_42 | ENERGY STAR LED Lamps (General Service Lamps) | 0.09499% | 0 | 0.3809 | Residential_2026_SC B_MW_After Competition Groups_ENERGY STAR LED Lamps (General Service Lamps)
Residential | Res ¦ VFD on Pumps | 2026 | SC B | MW | After Competition Groups | 0.36586 | 0 | 0 | 401.0057 | 0.00091236 | 43 | Residential_2026_SC B_MW_After Competition Groups_43 | VFD on Pumps | 0.09124% | 0 | 0.36586 | Residential_2026_SC B_MW_After Competition Groups_VFD on Pumps
Residential | Res ¦ LED Exterior Area Lights - LED Fixture (200W) | 2026 | SC B | MW | After Competition Groups | 0.31374 | 0 | 0 | 401.0057 | 0.00078237 | 44 | Residential_2026_SC B_MW_After Competition Groups_44 | LED Exterior Area Lights - LED Fixture (200W) | 0.07824% | 0 | 0.31374 | Residential_2026_SC B_MW_After Competition Groups_LED Exterior Area Lights - LED Fixture (200W)
Residential | Res ¦ Tankless Water Heater | 2026 | SC B | MW | After Competition Groups | 0.22756 | 0 | 0 | 401.0057 | 0.00056748 | 45 | Residential_2026_SC B_MW_After Competition Groups_45 | Tankless Water Heater | 0.05675% | 0 | 0.22756 | Residential_2026_SC B_MW_After Competition Groups_Tankless Water Heater
Residential | Res ¦ ECM MOTORS FOR HVAC APPLICATION (FAN-POWERED VAV BOX) | 2026 | SC B | MW | After Competition Groups | 0.18629 | 0 | 0 | 401.0057 | 0.00046455 | 46 | Residential_2026_SC B_MW_After Competition Groups_46 | ECM MOTORS FOR HVAC APPLICATION (FAN-POWERED VAV BOX) | 0.04645% | 0 | 0.18629 | Residential_2026_SC B_MW_After Competition Groups_ECM MOTORS FOR HVAC APPLICATION (FAN-POWERED VAV BOX)
Residential | Res ¦ Beverage Vending Machine Controls | 2026 | SC B | MW | After Competition Groups | 0.11169 | 0 | 0 | 401.0057 | 0.00027851 | 47 | Residential_2026_SC B_MW_After Competition Groups_47 | Beverage Vending Machine Controls | 0.02785% | 0 | 0.11169 | Residential_2026_SC B_MW_After Competition Groups_Beverage Vending Machine Controls
Residential | Res ¦ Chilled Water Optimization | 2026 | SC B | MW | After Competition Groups | 0.075308 | 0 | 0 | 401.0057 | 0.0001878 | 48 | Residential_2026_SC B_MW_After Competition Groups_48 | Chilled Water Optimization | 0.01878% | 0 | 0.075308 | Residential_2026_SC B_MW_After Competition Groups_Chilled Water Optimization
Residential | Res ¦ Wall Insulation | 2026 | SC B | MW | After Competition Groups | 0.028366 | 0 | 0 | 401.0057 | 7.0737e-05 | 49 | Residential_2026_SC B_MW_After Competition Groups_49 | Wall Insulation | 0.007074% | 0 | 0.028366 | Residential_2026_SC B_MW_After Competition Groups_Wall Insulation
Residential | Res ¦ LED High Bay Fixture | 2026 | SC B | MW | After Competition Groups | 0.017061 | 0 | 0 | 401.0057 | 4.2545e-05 | 50 | Residential_2026_SC B_MW_After Competition Groups_50 | LED High Bay Fixture | 0.004254% | 0 | 0.017061 | Residential_2026_SC B_MW_After Competition Groups_LED High Bay Fixture
Residential | Res ¦ Wall Insulation MF | 2026 | SC B | MW | After Competition Groups | 0.0017204 | 0 | 0 | 401.0057 | 4.2902e-06 | 51 | Residential_2026_SC B_MW_After Competition Groups_51 | Wall Insulation MF | 0.000429% | 0 | 0.0017204 | Residential_2026_SC B_MW_After Competition Groups_Wall Insulation MF
Residential | Res ¦ LED Downlight | 2026 | SC B | MW | After Competition Groups | 0 | 0 | 0 | 401.0057 | 0 | 52 | Residential_2026_SC B_MW_After Competition Groups_52 | LED Downlight | 0% | 0 | 0 | Residential_2026_SC B_MW_After Competition Groups_LED Downlight
Residential | Res ¦ Smart Burners | 2026 | SC B | MW | After Competition Groups | 0 | 0 | 0 | 401.0057 | 0 | 53 | Residential_2026_SC B_MW_After Competition Groups_53 | Smart Burners | 0% | 0 | 0 | Residential_2026_SC B_MW_After Competition Groups_Smart Burners
Residential | Res ¦ Smart Power Bar | 2026 | SC B | MW | After Competition Groups | 0 | 0 | 0 | 401.0057 | 0 | 54 | Residential_2026_SC B_MW_After Competition Groups_54 | Smart Power Bar | 0% | 0 | 0 | Residential_2026_SC B_MW_After Competition Groups_Smart Power Bar
Residential | Res ¦ Ductless Mini-Split Heat Pump | 2026 | SC C | MW | After Competition Groups | 39.3001 | 0 | 0 | 264.3226 | 0.14868 | 1 | Residential_2026_SC C_MW_After Competition Groups_1 | Ductless Mini-Split Heat Pump | 14.87% | 0 | 39.3001 | Residential_2026_SC C_MW_After Competition Groups_Ductless Mini-Split Heat Pump
Residential | Res ¦ Energy Star Clothes Washer | 2026 | SC C | MW | After Competition Groups | 35.4407 | 0 | 0 | 264.3226 | 0.13408 | 2 | Residential_2026_SC C_MW_After Competition Groups_2 | Energy Star Clothes Washer | 13.41% | 0 | 35.4407 | Residential_2026_SC C_MW_After Competition Groups_Energy Star Clothes Washer
Residential | Res ¦ Adaptive Thermostat | 2026 | SC C | MW | After Competition Groups | 24.9577 | 0 | 0 | 264.3226 | 0.094422 | 3 | Residential_2026_SC C_MW_After Competition Groups_3 | Adaptive Thermostat | 9.442% | 0 | 24.9577 | Residential_2026_SC C_MW_After Competition Groups_Adaptive Thermostat
Residential | Res ¦ Building Recommissioning, Operations and Maintenance (O&M) Improvements | 2026 | SC C | MW | After Competition Groups | 24.4514 | 0 | 0 | 264.3226 | 0.092506 | 4 | Residential_2026_SC C_MW_After Competition Groups_4 | Building Recommissioning, Operations and Maintenance (O&M) Improvements | 9.251% | 0 | 24.4514 | Residential_2026_SC C_MW_After Competition Groups_Building Recommissioning, Operations and Maintenance (O&M) Improvements
Residential | Res ¦ Energy Star LED Specialty Bulbs | 2026 | SC C | MW | After Competition Groups | 24.0616 | 0 | 0 | 264.3226 | 0.091031 | 5 | Residential_2026_SC C_MW_After Competition Groups_5 | Energy Star LED Specialty Bulbs | 9.103% | 0 | 24.0616 | Residential_2026_SC C_MW_After Competition Groups_Energy Star LED Specialty Bulbs
Residential | Res ¦ Variable Speed Pool Pump Motor | 2026 | SC C | MW | After Competition Groups | 17.4654 | 0 | 0 | 264.3226 | 0.066076 | 6 | Residential_2026_SC C_MW_After Competition Groups_6 | Variable Speed Pool Pump Motor | 6.608% | 0 | 17.4654 | Residential_2026_SC C_MW_After Competition Groups_Variable Speed Pool Pump Motor
Residential | Res ¦ Energy Star Room Air Conditioner | 2026 | SC C | MW | After Competition Groups | 10.3433 | 0 | 0 | 264.3226 | 0.039131 | 7 | Residential_2026_SC C_MW_After Competition Groups_7 | Energy Star Room Air Conditioner | 3.913% | 0 | 10.3433 | Residential_2026_SC C_MW_After Competition Groups_Energy Star Room Air Conditioner
Residential | Res ¦ Basement Wall Insulation | 2026 | SC C | MW | After Competition Groups | 9.7681 | 0 | 0 | 264.3226 | 0.036955 | 8 | Residential_2026_SC C_MW_After Competition Groups_8 | Basement Wall Insulation | 3.696% | 0 | 9.7681 | Residential_2026_SC C_MW_After Competition Groups_Basement Wall Insulation
Residential | Res ¦ Energy Star A Line, PAR, MR Lamps | 2026 | SC C | MW | After Competition Groups | 9.3981 | 0 | 0 | 264.3226 | 0.035556 | 9 | Residential_2026_SC C_MW_After Competition Groups_9 | Energy Star A Line, PAR, MR Lamps | 3.556% | 0 | 9.3981 | Residential_2026_SC C_MW_After Competition Groups_Energy Star A Line, PAR, MR Lamps
Residential | Res ¦ Energy Star Air Source Heat Pump | 2026 | SC C | MW | After Competition Groups | 7.755 | 0 | 0 | 264.3226 | 0.029339 | 10 | Residential_2026_SC C_MW_After Competition Groups_10 | Energy Star Air Source Heat Pump | 2.934% | 0 | 7.755 | Residential_2026_SC C_MW_After Competition Groups_Energy Star Air Source Heat Pump
Residential | Res ¦ Attic Insulation | 2026 | SC C | MW | After Competition Groups | 7.3684 | 0 | 0 | 264.3226 | 0.027877 | 11 | Residential_2026_SC C_MW_After Competition Groups_11 | Attic Insulation | 2.788% | 0 | 7.3684 | Residential_2026_SC C_MW_After Competition Groups_Attic Insulation
Residential | Res ¦ Energy Star Clothes Dryer | 2026 | SC C | MW | After Competition Groups | 6.769 | 0 | 0 | 264.3226 | 0.025609 | 12 | Residential_2026_SC C_MW_After Competition Groups_12 | Energy Star Clothes Dryer | 2.561% | 0 | 6.769 | Residential_2026_SC C_MW_After Competition Groups_Energy Star Clothes Dryer
Residential | Res ¦ High Efficiency Chiller (avg of water and air cooled) | 2026 | SC C | MW | After Competition Groups | 5.4535 | 0 | 0 | 264.3226 | 0.020632 | 13 | Residential_2026_SC C_MW_After Competition Groups_13 | High Efficiency Chiller (avg of water and air cooled) | 2.063% | 0 | 5.4535 | Residential_2026_SC C_MW_After Competition Groups_High Efficiency Chiller (avg of water and air cooled)
Residential | Res ¦ Energy Star LED Bulbs General Purpose LEDs | 2026 | SC C | MW | After Competition Groups | 4.2879 | 0 | 0 | 264.3226 | 0.016222 | 14 | Residential_2026_SC C_MW_After Competition Groups_14 | Energy Star LED Bulbs General Purpose LEDs | 1.622% | 0 | 4.2879 | Residential_2026_SC C_MW_After Competition Groups_Energy Star LED Bulbs General Purpose LEDs
Residential | Res ¦ Advanced BAS/Controllers | 2026 | SC C | MW | After Competition Groups | 3.5788 | 0 | 0 | 264.3226 | 0.013539 | 15 | Residential_2026_SC C_MW_After Competition Groups_15 | Advanced BAS/Controllers | 1.354% | 0 | 3.5788 | Residential_2026_SC C_MW_After Competition Groups_Advanced BAS/Controllers
Residential | Res ¦ Occupancy Sensors MF | 2026 | SC C | MW | After Competition Groups | 3.284 | 0 | 0 | 264.3226 | 0.012424 | 16 | Residential_2026_SC C_MW_After Competition Groups_16 | Occupancy Sensors MF | 1.242% | 0 | 3.284 | Residential_2026_SC C_MW_After Competition Groups_Occupancy Sensors MF
Residential | Res ¦ Energy Star Torchiere | 2026 | SC C | MW | After Competition Groups | 3.1919 | 0 | 0 | 264.3226 | 0.012076 | 17 | Residential_2026_SC C_MW_After Competition Groups_17 | Energy Star Torchiere | 1.208% | 0 | 3.1919 | Residential_2026_SC C_MW_After Competition Groups_Energy Star Torchiere
Residential | Res ¦ Refrigerator Recycling | 2026 | SC C | MW | After Competition Groups | 2.8065 | 0 | 0 | 264.3226 | 0.010618 | 18 | Residential_2026_SC C_MW_After Competition Groups_18 | Refrigerator Recycling | 1.062% | 0 | 2.8065 | Residential_2026_SC C_MW_After Competition Groups_Refrigerator Recycling
Residential | Res ¦ LED Tube Re-Lamp | 2026 | SC C | MW | After Competition Groups | 2.5703 | 0 | 0 | 264.3226 | 0.0097243 | 19 | Residential_2026_SC C_MW_After Competition Groups_19 | LED Tube Re-Lamp | 0.9724% | 0 | 2.5703 | Residential_2026_SC C_MW_After Competition Groups_LED Tube Re-Lamp
Residential | Res ¦ Home Energy Reports | 2026 | SC C | MW | After Competition Groups | 2.0182 | 0 | 0 | 264.3226 | 0.0076355 | 20 | Residential_2026_SC C_MW_After Competition Groups_20 | Home Energy Reports | 0.7636% | 0 | 2.0182 | Residential_2026_SC C_MW_After Competition Groups_Home Energy Reports
Residential | Res ¦ Energy Star Freezer | 2026 | SC C | MW | After Competition Groups | 1.9686 | 0 | 0 | 264.3226 | 0.0074477 | 21 | Residential_2026_SC C_MW_After Competition Groups_21 | Energy Star Freezer | 0.7448% | 0 | 1.9686 | Residential_2026_SC C_MW_After Competition Groups_Energy Star Freezer
Residential | Res ¦ Air Sealing | 2026 | SC C | MW | After Competition Groups | 1.9057 | 0 | 0 | 264.3226 | 0.0072098 | 22 | Residential_2026_SC C_MW_After Competition Groups_22 | Air Sealing | 0.721% | 0 | 1.9057 | Residential_2026_SC C_MW_After Competition Groups_Air Sealing
Residential | Res ¦ Energy Star Light Fixture | 2026 | SC C | MW | After Competition Groups | 1.8273 | 0 | 0 | 264.3226 | 0.0069133 | 23 | Residential_2026_SC C_MW_After Competition Groups_23 | Energy Star Light Fixture | 0.6913% | 0 | 1.8273 | Residential_2026_SC C_MW_After Competition Groups_Energy Star Light Fixture
Residential | Res ¦ ENERGY STAR LED LAMPS (REFLECTOR LAMPs/MR16/PAR 16) | 2026 | SC C | MW | After Competition Groups | 1.6554 | 0 | 0 | 264.3226 | 0.006263 | 24 | Residential_2026_SC C_MW_After Competition Groups_24 | ENERGY STAR LED LAMPS (REFLECTOR LAMPs/MR16/PAR 16) | 0.6263% | 0 | 1.6554 | Residential_2026_SC C_MW_After Competition Groups_ENERGY STAR LED LAMPS (REFLECTOR LAMPs/MR16/PAR 16)
Residential | Res ¦ Minimize Hot and Warm Clothes Wash | 2026 | SC C | MW | After Competition Groups | 1.6266 | 0 | 0 | 264.3226 | 0.006154 | 25 | Residential_2026_SC C_MW_After Competition Groups_25 | Minimize Hot and Warm Clothes Wash | 0.6154% | 0 | 1.6266 | Residential_2026_SC C_MW_After Competition Groups_Minimize Hot and Warm Clothes Wash
Residential | Res ¦ Floor Insulation | 2026 | SC C | MW | After Competition Groups | 1.5491 | 0 | 0 | 264.3226 | 0.0058606 | 26 | Residential_2026_SC C_MW_After Competition Groups_26 | Floor Insulation | 0.5861% | 0 | 1.5491 | Residential_2026_SC C_MW_After Competition Groups_Floor Insulation
Residential | Res ¦ Energy Star Dehumidifier | 2026 | SC C | MW | After Competition Groups | 1.3363 | 0 | 0 | 264.3226 | 0.0050557 | 27 | Residential_2026_SC C_MW_After Competition Groups_27 | Energy Star Dehumidifier | 0.5056% | 0 | 1.3363 | Residential_2026_SC C_MW_After Competition Groups_Energy Star Dehumidifier
Residential | Res ¦ Outside Air Economizer | 2026 | SC C | MW | After Competition Groups | 1.3239 | 0 | 0 | 264.3226 | 0.0050086 | 28 | Residential_2026_SC C_MW_After Competition Groups_28 | Outside Air Economizer | 0.5009% | 0 | 1.3239 | Residential_2026_SC C_MW_After Competition Groups_Outside Air Economizer
Residential | Res ¦ Duct Insulation MF | 2026 | SC C | MW | After Competition Groups | 0.69867 | 0 | 0 | 264.3226 | 0.0026433 | 29 | Residential_2026_SC C_MW_After Competition Groups_29 | Duct Insulation MF | 0.2643% | 0 | 0.69867 | Residential_2026_SC C_MW_After Competition Groups_Duct Insulation MF
Residential | Res ¦ LED Parking Lot Fixture | 2026 | SC C | MW | After Competition Groups | 0.63859 | 0 | 0 | 264.3226 | 0.0024159 | 30 | Residential_2026_SC C_MW_After Competition Groups_30 | LED Parking Lot Fixture | 0.2416% | 0 | 0.63859 | Residential_2026_SC C_MW_After Competition Groups_LED Parking Lot Fixture
Residential | Res ¦ Demand Control Ventilation | 2026 | SC C | MW | After Competition Groups | 0.62895 | 0 | 0 | 264.3226 | 0.0023795 | 31 | Residential_2026_SC C_MW_After Competition Groups_31 | Demand Control Ventilation | 0.2379% | 0 | 0.62895 | Residential_2026_SC C_MW_After Competition Groups_Demand Control Ventilation
Residential | Res ¦ Furnace Whistle | 2026 | SC C | MW | After Competition Groups | 0.60439 | 0 | 0 | 264.3226 | 0.0022866 | 32 | Residential_2026_SC C_MW_After Competition Groups_32 | Furnace Whistle | 0.2287% | 0 | 0.60439 | Residential_2026_SC C_MW_After Competition Groups_Furnace Whistle
Residential | Res ¦ Duct Insulation | 2026 | SC C | MW | After Competition Groups | 0.54051 | 0 | 0 | 264.3226 | 0.0020449 | 33 | Residential_2026_SC C_MW_After Competition Groups_33 | Duct Insulation | 0.2045% | 0 | 0.54051 | Residential_2026_SC C_MW_After Competition Groups_Duct Insulation
Residential | Res ¦ CO Sensors for parking garage exhaust fans | 2026 | SC C | MW | After Competition Groups | 0.51969 | 0 | 0 | 264.3226 | 0.0019661 | 34 | Residential_2026_SC C_MW_After Competition Groups_34 | CO Sensors for parking garage exhaust fans | 0.1966% | 0 | 0.51969 | Residential_2026_SC C_MW_After Competition Groups_CO Sensors for parking garage exhaust fans
Residential | Res ¦ Comprehensive Draft Proofing | 2026 | SC C | MW | After Competition Groups | 0.51358 | 0 | 0 | 264.3226 | 0.001943 | 35 | Residential_2026_SC C_MW_After Competition Groups_35 | Comprehensive Draft Proofing | 0.1943% | 0 | 0.51358 | Residential_2026_SC C_MW_After Competition Groups_Comprehensive Draft Proofing
Residential | Res ¦ Variable Frequency Drive (VFD) | 2026 | SC C | MW | After Competition Groups | 0.49814 | 0 | 0 | 264.3226 | 0.0018846 | 36 | Residential_2026_SC C_MW_After Competition Groups_36 | Variable Frequency Drive (VFD) | 0.1885% | 0 | 0.49814 | Residential_2026_SC C_MW_After Competition Groups_Variable Frequency Drive (VFD)
Residential | Res ¦ ENERGY STAR LED Lamps (General Service Lamps) | 2026 | SC C | MW | After Competition Groups | 0.3809 | 0 | 0 | 264.3226 | 0.001441 | 37 | Residential_2026_SC C_MW_After Competition Groups_37 | ENERGY STAR LED Lamps (General Service Lamps) | 0.1441% | 0 | 0.3809 | Residential_2026_SC C_MW_After Competition Groups_ENERGY STAR LED Lamps (General Service Lamps)
Residential | Res ¦ Condensing Make Up Air Unit | 2026 | SC C | MW | After Competition Groups | 0.36399 | 0 | 0 | 264.3226 | 0.0013771 | 38 | Residential_2026_SC C_MW_After Competition Groups_38 | Condensing Make Up Air Unit | 0.1377% | 0 | 0.36399 | Residential_2026_SC C_MW_After Competition Groups_Condensing Make Up Air Unit
Residential | Res ¦ Water Heater Temperature Setback | 2026 | SC C | MW | After Competition Groups | 0.31505 | 0 | 0 | 264.3226 | 0.0011919 | 39 | Residential_2026_SC C_MW_After Competition Groups_39 | Water Heater Temperature Setback | 0.1192% | 0 | 0.31505 | Residential_2026_SC C_MW_After Competition Groups_Water Heater Temperature Setback
Residential | Res ¦ LED Exterior Area Lights - LED Fixture (200W) | 2026 | SC C | MW | After Competition Groups | 0.31374 | 0 | 0 | 264.3226 | 0.0011869 | 40 | Residential_2026_SC C_MW_After Competition Groups_40 | LED Exterior Area Lights - LED Fixture (200W) | 0.1187% | 0 | 0.31374 | Residential_2026_SC C_MW_After Competition Groups_LED Exterior Area Lights - LED Fixture (200W)
Residential | Res ¦ Clothes Drying Racks | 2026 | SC C | MW | After Competition Groups | 0.23049 | 0 | 0 | 264.3226 | 0.00087201 | 41 | Residential_2026_SC C_MW_After Competition Groups_41 | Clothes Drying Racks | 0.0872% | 0 | 0.23049 | Residential_2026_SC C_MW_After Competition Groups_Clothes Drying Racks
Residential | Res ¦ VFD on Pumps | 2026 | SC C | MW | After Competition Groups | 0.15318 | 0 | 0 | 264.3226 | 0.00057953 | 42 | Residential_2026_SC C_MW_After Competition Groups_42 | VFD on Pumps | 0.05795% | 0 | 0.15318 | Residential_2026_SC C_MW_After Competition Groups_VFD on Pumps
Residential | Res ¦ Tankless Water Heater | 2026 | SC C | MW | After Competition Groups | 0.12848 | 0 | 0 | 264.3226 | 0.00048609 | 43 | Residential_2026_SC C_MW_After Competition Groups_43 | Tankless Water Heater | 0.04861% | 0 | 0.12848 | Residential_2026_SC C_MW_After Competition Groups_Tankless Water Heater
Residential | Res ¦ Heat Recovery Ventilator | 2026 | SC C | MW | After Competition Groups | 0.12781 | 0 | 0 | 264.3226 | 0.00048352 | 44 | Residential_2026_SC C_MW_After Competition Groups_44 | Heat Recovery Ventilator | 0.04835% | 0 | 0.12781 | Residential_2026_SC C_MW_After Competition Groups_Heat Recovery Ventilator
Residential | Res ¦ ECM MOTORS FOR HVAC APPLICATION (FAN-POWERED VAV BOX) | 2026 | SC C | MW | After Competition Groups | 0.081288 | 0 | 0 | 264.3226 | 0.00030753 | 45 | Residential_2026_SC C_MW_After Competition Groups_45 | ECM MOTORS FOR HVAC APPLICATION (FAN-POWERED VAV BOX) | 0.03075% | 0 | 0.081288 | Residential_2026_SC C_MW_After Competition Groups_ECM MOTORS FOR HVAC APPLICATION (FAN-POWERED VAV BOX)
Residential | Res ¦ Chilled Water Optimization | 2026 | SC C | MW | After Competition Groups | 0.05376 | 0 | 0 | 264.3226 | 0.00020339 | 46 | Residential_2026_SC C_MW_After Competition Groups_46 | Chilled Water Optimization | 0.02034% | 0 | 0.05376 | Residential_2026_SC C_MW_After Competition Groups_Chilled Water Optimization
Residential | Res ¦ Beverage Vending Machine Controls | 2026 | SC C | MW | After Competition Groups | 0.047238 | 0 | 0 | 264.3226 | 0.00017871 | 47 | Residential_2026_SC C_MW_After Competition Groups_47 | Beverage Vending Machine Controls | 0.01787% | 0 | 0.047238 | Residential_2026_SC C_MW_After Competition Groups_Beverage Vending Machine Controls
Residential | Res ¦ LED High Bay Fixture | 2026 | SC C | MW | After Competition Groups | 0.017061 | 0 | 0 | 264.3226 | 6.4545e-05 | 48 | Residential_2026_SC C_MW_After Competition Groups_48 | LED High Bay Fixture | 0.006455% | 0 | 0.017061 | Residential_2026_SC C_MW_After Competition Groups_LED High Bay Fixture
Residential | Res ¦ Wall Insulation | 2026 | SC C | MW | After Competition Groups | 0.0021026 | 0 | 0 | 264.3226 | 7.9548e-06 | 49 | Residential_2026_SC C_MW_After Competition Groups_49 | Wall Insulation | 0.0007955% | 0 | 0.0021026 | Residential_2026_SC C_MW_After Competition Groups_Wall Insulation
Residential | Res ¦ Wall Insulation MF | 2026 | SC C | MW | After Competition Groups | 0.0017205 | 0 | 0 | 264.3226 | 6.5092e-06 | 50 | Residential_2026_SC C_MW_After Competition Groups_50 | Wall Insulation MF | 0.0006509% | 0 | 0.0017205 | Residential_2026_SC C_MW_After Competition Groups_Wall Insulation MF
Residential | Res ¦ Freezer Recycling | 2026 | SC C | MW | After Competition Groups | 0.00017214 | 0 | 0 | 264.3226 | 6.5124e-07 | 51 | Residential_2026_SC C_MW_After Competition Groups_51 | Freezer Recycling | 6.512e-05% | 0 | 0.00017214 | Residential_2026_SC C_MW_After Competition Groups_Freezer Recycling
Residential | Res ¦ LED Downlight | 2026 | SC C | MW | After Competition Groups | 0 | 0 | 0 | 264.3226 | 0 | 52 | Residential_2026_SC C_MW_After Competition Groups_52 | LED Downlight | 0% | 0 | 0 | Residential_2026_SC C_MW_After Competition Groups_LED Downlight
Residential | Res ¦ Smart Burners | 2026 | SC C | MW | After Competition Groups | 0 | 0 | 0 | 264.3226 | 0 | 53 | Residential_2026_SC C_MW_After Competition Groups_53 | Smart Burners | 0% | 0 | 0 | Residential_2026_SC C_MW_After Competition Groups_Smart Burners
Residential | Res ¦ Smart Power Bar | 2026 | SC C | MW | After Competition Groups | 0 | 0 | 0 | 264.3226 | 0 | 54 | Residential_2026_SC C_MW_After Competition Groups_54 | Smart Power Bar | 0% | 0 | 0 | Residential_2026_SC C_MW_After Competition Groups_Smart Power Bar
Residential | Res ¦ Ductless Mini-Split Heat Pump | 2026 | SC D | MW | After Competition Groups | 39.3007 | 3614582.4406 | 3.6146 | 219.8369 | 0.17877 | 1 | Residential_2026_SC D_MW_After Competition Groups_1 | Ductless Mini-Split Heat Pump | 17.88% | 3.6146 | 39.3007 | Residential_2026_SC D_MW_After Competition Groups_Ductless Mini-Split Heat Pump
Residential | Res ¦ Building Recommissioning, Operations and Maintenance (O&M) Improvements | 2026 | SC D | MW | After Competition Groups | 24.4514 | 756166.9065 | 0.75617 | 219.8369 | 0.11123 | 2 | Residential_2026_SC D_MW_After Competition Groups_2 | Building Recommissioning, Operations and Maintenance (O&M) Improvements | 11.12% | 0.75617 | 24.4514 | Residential_2026_SC D_MW_After Competition Groups_Building Recommissioning, Operations and Maintenance (O&M) Improvements
Residential | Res ¦ Energy Star Clothes Washer | 2026 | SC D | MW | After Competition Groups | 22.3959 | 3739936.4475 | 3.7399 | 219.8369 | 0.10188 | 3 | Residential_2026_SC D_MW_After Competition Groups_3 | Energy Star Clothes Washer | 10.19% | 3.7399 | 22.3959 | Residential_2026_SC D_MW_After Competition Groups_Energy Star Clothes Washer
Residential | Res ¦ Adaptive Thermostat | 2026 | SC D | MW | After Competition Groups | 15.0078 | 3025138.1931 | 3.0251 | 219.8369 | 0.068268 | 4 | Residential_2026_SC D_MW_After Competition Groups_4 | Adaptive Thermostat | 6.827% | 3.0251 | 15.0078 | Residential_2026_SC D_MW_After Competition Groups_Adaptive Thermostat
Residential | Res ¦ Energy Star LED Bulbs General Purpose LEDs | 2026 | SC D | MW | After Competition Groups | 14.6234 | 0 | 0 | 219.8369 | 0.066519 | 5 | Residential_2026_SC D_MW_After Competition Groups_5 | Energy Star LED Bulbs General Purpose LEDs | 6.652% | 0 | 14.6234 | Residential_2026_SC D_MW_After Competition Groups_Energy Star LED Bulbs General Purpose LEDs
Residential | Res ¦ Energy Star LED Specialty Bulbs | 2026 | SC D | MW | After Competition Groups | 14.4402 | 44076.3016 | 0.044076 | 219.8369 | 0.065686 | 6 | Residential_2026_SC D_MW_After Competition Groups_6 | Energy Star LED Specialty Bulbs | 6.569% | 0.044076 | 14.4402 | Residential_2026_SC D_MW_After Competition Groups_Energy Star LED Specialty Bulbs
Residential | Res ¦ Variable Speed Pool Pump Motor | 2026 | SC D | MW | After Competition Groups | 11.1338 | 1924291.0248 | 1.9243 | 219.8369 | 0.050646 | 7 | Residential_2026_SC D_MW_After Competition Groups_7 | Variable Speed Pool Pump Motor | 5.065% | 1.9243 | 11.1338 | Residential_2026_SC D_MW_After Competition Groups_Variable Speed Pool Pump Motor
Residential | Res ¦ Energy Star Room Air Conditioner | 2026 | SC D | MW | After Competition Groups | 10.3005 | 1487473.3499 | 1.4875 | 219.8369 | 0.046855 | 8 | Residential_2026_SC D_MW_After Competition Groups_8 | Energy Star Room Air Conditioner | 4.686% | 1.4875 | 10.3005 | Residential_2026_SC D_MW_After Competition Groups_Energy Star Room Air Conditioner
Residential | Res ¦ Energy Star A Line, PAR, MR Lamps | 2026 | SC D | MW | After Competition Groups | 9.4215 | 15025.7422 | 0.015026 | 219.8369 | 0.042857 | 9 | Residential_2026_SC D_MW_After Competition Groups_9 | Energy Star A Line, PAR, MR Lamps | 4.286% | 0.015026 | 9.4215 | Residential_2026_SC D_MW_After Competition Groups_Energy Star A Line, PAR, MR Lamps
Residential | Res ¦ Basement Wall Insulation | 2026 | SC D | MW | After Competition Groups | 9.4066 | 1717421.276 | 1.7174 | 219.8369 | 0.042789 | 10 | Residential_2026_SC D_MW_After Competition Groups_10 | Basement Wall Insulation | 4.279% | 1.7174 | 9.4066 | Residential_2026_SC D_MW_After Competition Groups_Basement Wall Insulation
Residential | Res ¦ Energy Star Air Source Heat Pump | 2026 | SC D | MW | After Competition Groups | 7.755 | 1474537.5868 | 1.4745 | 219.8369 | 0.035276 | 11 | Residential_2026_SC D_MW_After Competition Groups_11 | Energy Star Air Source Heat Pump | 3.528% | 1.4745 | 7.755 | Residential_2026_SC D_MW_After Competition Groups_Energy Star Air Source Heat Pump
Residential | Res ¦ High Efficiency Chiller (avg of water and air cooled) | 2026 | SC D | MW | After Competition Groups | 5.4535 | 173413.8953 | 0.17341 | 219.8369 | 0.024807 | 12 | Residential_2026_SC D_MW_After Competition Groups_12 | High Efficiency Chiller (avg of water and air cooled) | 2.481% | 0.17341 | 5.4535 | Residential_2026_SC D_MW_After Competition Groups_High Efficiency Chiller (avg of water and air cooled)
Residential | Res ¦ Attic Insulation | 2026 | SC D | MW | After Competition Groups | 4.1276 | 1215776.7938 | 1.2158 | 219.8369 | 0.018776 | 13 | Residential_2026_SC D_MW_After Competition Groups_13 | Attic Insulation | 1.878% | 1.2158 | 4.1276 | Residential_2026_SC D_MW_After Competition Groups_Attic Insulation
Residential | Res ¦ Advanced BAS/Controllers | 2026 | SC D | MW | After Competition Groups | 3.5788 | 785756.7271 | 0.78576 | 219.8369 | 0.016279 | 14 | Residential_2026_SC D_MW_After Competition Groups_14 | Advanced BAS/Controllers | 1.628% | 0.78576 | 3.5788 | Residential_2026_SC D_MW_After Competition Groups_Advanced BAS/Controllers
Residential | Res ¦ Energy Star Clothes Dryer | 2026 | SC D | MW | After Competition Groups | 3.3963 | 852133.8931 | 0.85213 | 219.8369 | 0.015449 | 15 | Residential_2026_SC D_MW_After Competition Groups_15 | Energy Star Clothes Dryer | 1.545% | 0.85213 | 3.3963 | Residential_2026_SC D_MW_After Competition Groups_Energy Star Clothes Dryer
Residential | Res ¦ Occupancy Sensors MF | 2026 | SC D | MW | After Competition Groups | 3.284 | 19767.5913 | 0.019768 | 219.8369 | 0.014938 | 16 | Residential_2026_SC D_MW_After Competition Groups_16 | Occupancy Sensors MF | 1.494% | 0.019768 | 3.284 | Residential_2026_SC D_MW_After Competition Groups_Occupancy Sensors MF
Residential | Res ¦ Energy Star Torchiere | 2026 | SC D | MW | After Competition Groups | 2.8263 | 440323.6244 | 0.44032 | 219.8369 | 0.012856 | 17 | Residential_2026_SC D_MW_After Competition Groups_17 | Energy Star Torchiere | 1.286% | 0.44032 | 2.8263 | Residential_2026_SC D_MW_After Competition Groups_Energy Star Torchiere
Residential | Res ¦ LED Tube Re-Lamp | 2026 | SC D | MW | After Competition Groups | 2.56 | 251702.6118 | 0.2517 | 219.8369 | 0.011645 | 18 | Residential_2026_SC D_MW_After Competition Groups_18 | LED Tube Re-Lamp | 1.165% | 0.2517 | 2.56 | Residential_2026_SC D_MW_After Competition Groups_LED Tube Re-Lamp
Residential | Res ¦ Home Energy Reports | 2026 | SC D | MW | After Competition Groups | 2.0182 | 2287796.2983 | 2.2878 | 219.8369 | 0.0091806 | 19 | Residential_2026_SC D_MW_After Competition Groups_19 | Home Energy Reports | 0.9181% | 2.2878 | 2.0182 | Residential_2026_SC D_MW_After Competition Groups_Home Energy Reports
Residential | Res ¦ Refrigerator Recycling | 2026 | SC D | MW | After Competition Groups | 1.6604 | 363697.114 | 0.3637 | 219.8369 | 0.0075529 | 20 | Residential_2026_SC D_MW_After Competition Groups_20 | Refrigerator Recycling | 0.7553% | 0.3637 | 1.6604 | Residential_2026_SC D_MW_After Competition Groups_Refrigerator Recycling
Residential | Res ¦ ENERGY STAR LED LAMPS (REFLECTOR LAMPs/MR16/PAR 16) | 2026 | SC D | MW | After Competition Groups | 1.6554 | 89130.2159 | 0.08913 | 219.8369 | 0.0075303 | 21 | Residential_2026_SC D_MW_After Competition Groups_21 | ENERGY STAR LED LAMPS (REFLECTOR LAMPs/MR16/PAR 16) | 0.753% | 0.08913 | 1.6554 | Residential_2026_SC D_MW_After Competition Groups_ENERGY STAR LED LAMPS (REFLECTOR LAMPs/MR16/PAR 16)
Residential | Res ¦ Minimize Hot and Warm Clothes Wash | 2026 | SC D | MW | After Competition Groups | 1.6266 | 0 | 0 | 219.8369 | 0.0073993 | 22 | Residential_2026_SC D_MW_After Competition Groups_22 | Minimize Hot and Warm Clothes Wash | 0.7399% | 0 | 1.6266 | Residential_2026_SC D_MW_After Competition Groups_Minimize Hot and Warm Clothes Wash
Residential | Res ¦ Outside Air Economizer | 2026 | SC D | MW | After Competition Groups | 1.3239 | 200789.5766 | 0.20079 | 219.8369 | 0.0060222 | 23 | Residential_2026_SC D_MW_After Competition Groups_23 | Outside Air Economizer | 0.6022% | 0.20079 | 1.3239 | Residential_2026_SC D_MW_After Competition Groups_Outside Air Economizer
Residential | Res ¦ Energy Star Light Fixture | 2026 | SC D | MW | After Competition Groups | 1.0886 | 0 | 0 | 219.8369 | 0.0049519 | 24 | Residential_2026_SC D_MW_After Competition Groups_24 | Energy Star Light Fixture | 0.4952% | 0 | 1.0886 | Residential_2026_SC D_MW_After Competition Groups_Energy Star Light Fixture
Residential | Res ¦ Energy Star Freezer | 2026 | SC D | MW | After Competition Groups | 0.98409 | 329291.4137 | 0.32929 | 219.8369 | 0.0044764 | 25 | Residential_2026_SC D_MW_After Competition Groups_25 | Energy Star Freezer | 0.4476% | 0.32929 | 0.98409 | Residential_2026_SC D_MW_After Competition Groups_Energy Star Freezer
Residential | Res ¦ Air Sealing | 2026 | SC D | MW | After Competition Groups | 0.77334 | 0 | 0 | 219.8369 | 0.0035178 | 26 | Residential_2026_SC D_MW_After Competition Groups_26 | Air Sealing | 0.3518% | 0 | 0.77334 | Residential_2026_SC D_MW_After Competition Groups_Air Sealing
Residential | Res ¦ LED Parking Lot Fixture | 2026 | SC D | MW | After Competition Groups | 0.63859 | 0 | 0 | 219.8369 | 0.0029048 | 27 | Residential_2026_SC D_MW_After Competition Groups_27 | LED Parking Lot Fixture | 0.2905% | 0 | 0.63859 | Residential_2026_SC D_MW_After Competition Groups_LED Parking Lot Fixture
Residential | Res ¦ Furnace Whistle | 2026 | SC D | MW | After Competition Groups | 0.60439 | 31418.9342 | 0.031419 | 219.8369 | 0.0027493 | 28 | Residential_2026_SC D_MW_After Competition Groups_28 | Furnace Whistle | 0.2749% | 0.031419 | 0.60439 | Residential_2026_SC D_MW_After Competition Groups_Furnace Whistle
Residential | Res ¦ Comprehensive Draft Proofing | 2026 | SC D | MW | After Competition Groups | 0.45771 | 0 | 0 | 219.8369 | 0.002082 | 29 | Residential_2026_SC D_MW_After Competition Groups_29 | Comprehensive Draft Proofing | 0.2082% | 0 | 0.45771 | Residential_2026_SC D_MW_After Competition Groups_Comprehensive Draft Proofing
Residential | Res ¦ Energy Star Dehumidifier | 2026 | SC D | MW | After Competition Groups | 0.42119 | 181198.9004 | 0.1812 | 219.8369 | 0.0019159 | 30 | Residential_2026_SC D_MW_After Competition Groups_30 | Energy Star Dehumidifier | 0.1916% | 0.1812 | 0.42119 | Residential_2026_SC D_MW_After Competition Groups_Energy Star Dehumidifier
Residential | Res ¦ ENERGY STAR LED Lamps (General Service Lamps) | 2026 | SC D | MW | After Competition Groups | 0.3809 | 25359.6962 | 0.02536 | 219.8369 | 0.0017326 | 31 | Residential_2026_SC D_MW_After Competition Groups_31 | ENERGY STAR LED Lamps (General Service Lamps) | 0.1733% | 0.02536 | 0.3809 | Residential_2026_SC D_MW_After Competition Groups_ENERGY STAR LED Lamps (General Service Lamps)
Residential | Res ¦ Variable Frequency Drive (VFD) | 2026 | SC D | MW | After Competition Groups | 0.36833 | 85285.7432 | 0.085286 | 219.8369 | 0.0016755 | 32 | Residential_2026_SC D_MW_After Competition Groups_32 | Variable Frequency Drive (VFD) | 0.1675% | 0.085286 | 0.36833 | Residential_2026_SC D_MW_After Competition Groups_Variable Frequency Drive (VFD)
Residential | Res ¦ CO Sensors for parking garage exhaust fans | 2026 | SC D | MW | After Competition Groups | 0.31688 | 77228.2735 | 0.077228 | 219.8369 | 0.0014414 | 33 | Residential_2026_SC D_MW_After Competition Groups_33 | CO Sensors for parking garage exhaust fans | 0.1441% | 0.077228 | 0.31688 | Residential_2026_SC D_MW_After Competition Groups_CO Sensors for parking garage exhaust fans
Residential | Res ¦ Floor Insulation | 2026 | SC D | MW | After Competition Groups | 0.29121 | 77478.9266 | 0.077479 | 219.8369 | 0.0013247 | 34 | Residential_2026_SC D_MW_After Competition Groups_34 | Floor Insulation | 0.1325% | 0.077479 | 0.29121 | Residential_2026_SC D_MW_After Competition Groups_Floor Insulation
Residential | Res ¦ Water Heater Temperature Setback | 2026 | SC D | MW | After Competition Groups | 0.28113 | 12566.7772 | 0.012567 | 219.8369 | 0.0012788 | 35 | Residential_2026_SC D_MW_After Competition Groups_35 | Water Heater Temperature Setback | 0.1279% | 0.012567 | 0.28113 | Residential_2026_SC D_MW_After Competition Groups_Water Heater Temperature Setback
Residential | Res ¦ LED Exterior Area Lights - LED Fixture (200W) | 2026 | SC D | MW | After Competition Groups | 0.27328 | 0 | 0 | 219.8369 | 0.0012431 | 36 | Residential_2026_SC D_MW_After Competition Groups_36 | LED Exterior Area Lights - LED Fixture (200W) | 0.1243% | 0 | 0.27328 | Residential_2026_SC D_MW_After Competition Groups_LED Exterior Area Lights - LED Fixture (200W)
Residential | Res ¦ Demand Control Ventilation | 2026 | SC D | MW | After Competition Groups | 0.24615 | 0 | 0 | 219.8369 | 0.0011197 | 37 | Residential_2026_SC D_MW_After Competition Groups_37 | Demand Control Ventilation | 0.112% | 0 | 0.24615 | Residential_2026_SC D_MW_After Competition Groups_Demand Control Ventilation
Residential | Res ¦ Clothes Drying Racks | 2026 | SC D | MW | After Competition Groups | 0.23049 | 0 | 0 | 219.8369 | 0.0010485 | 38 | Residential_2026_SC D_MW_After Competition Groups_38 | Clothes Drying Racks | 0.1048% | 0 | 0.23049 | Residential_2026_SC D_MW_After Competition Groups_Clothes Drying Racks
Residential | Res ¦ Duct Insulation | 2026 | SC D | MW | After Competition Groups | 0.15427 | 21026.4271 | 0.021026 | 219.8369 | 0.00070173 | 39 | Residential_2026_SC D_MW_After Competition Groups_39 | Duct Insulation | 0.07017% | 0.021026 | 0.15427 | Residential_2026_SC D_MW_After Competition Groups_Duct Insulation
Residential | Res ¦ Condensing Make Up Air Unit | 2026 | SC D | MW | After Competition Groups | 0.11506 | 60514.0602 | 0.060514 | 219.8369 | 0.00052338 | 40 | Residential_2026_SC D_MW_After Competition Groups_40 | Condensing Make Up Air Unit | 0.05234% | 0.060514 | 0.11506 | Residential_2026_SC D_MW_After Competition Groups_Condensing Make Up Air Unit
Residential | Res ¦ VFD on Pumps | 2026 | SC D | MW | After Competition Groups | 0.10368 | 23977.5614 | 0.023978 | 219.8369 | 0.00047162 | 41 | Residential_2026_SC D_MW_After Competition Groups_41 | VFD on Pumps | 0.04716% | 0.023978 | 0.10368 | Residential_2026_SC D_MW_After Competition Groups_VFD on Pumps
Residential | Res ¦ Duct Insulation MF | 2026 | SC D | MW | After Competition Groups | 0.090415 | 21650.2422 | 0.02165 | 219.8369 | 0.00041128 | 42 | Residential_2026_SC D_MW_After Competition Groups_42 | Duct Insulation MF | 0.04113% | 0.02165 | 0.090415 | Residential_2026_SC D_MW_After Competition Groups_Duct Insulation MF
Residential | Res ¦ Tankless Water Heater | 2026 | SC D | MW | After Competition Groups | 0.066764 | 64847.5428 | 0.064848 | 219.8369 | 0.0003037 | 43 | Residential_2026_SC D_MW_After Competition Groups_43 | Tankless Water Heater | 0.03037% | 0.064848 | 0.066764 | Residential_2026_SC D_MW_After Competition Groups_Tankless Water Heater
Residential | Res ¦ ECM MOTORS FOR HVAC APPLICATION (FAN-POWERED VAV BOX) | 2026 | SC D | MW | After Competition Groups | 0.061449 | 16776.4464 | 0.016776 | 219.8369 | 0.00027952 | 44 | Residential_2026_SC D_MW_After Competition Groups_44 | ECM MOTORS FOR HVAC APPLICATION (FAN-POWERED VAV BOX) | 0.02795% | 0.016776 | 0.061449 | Residential_2026_SC D_MW_After Competition Groups_ECM MOTORS FOR HVAC APPLICATION (FAN-POWERED VAV BOX)
Residential | Res ¦ Chilled Water Optimization | 2026 | SC D | MW | After Competition Groups | 0.05376 | 122.5721 | 0.00012257 | 219.8369 | 0.00024455 | 45 | Residential_2026_SC D_MW_After Competition Groups_45 | Chilled Water Optimization | 0.02445% | 0.00012257 | 0.05376 | Residential_2026_SC D_MW_After Competition Groups_Chilled Water Optimization
Residential | Res ¦ Heat Recovery Ventilator | 2026 | SC D | MW | After Competition Groups | 0.043424 | 0 | 0 | 219.8369 | 0.00019753 | 46 | Residential_2026_SC D_MW_After Competition Groups_46 | Heat Recovery Ventilator | 0.01975% | 0 | 0.043424 | Residential_2026_SC D_MW_After Competition Groups_Heat Recovery Ventilator
Residential | Res ¦ Beverage Vending Machine Controls | 2026 | SC D | MW | After Competition Groups | 0.036679 | 4488.1907 | 0.0044882 | 219.8369 | 0.00016685 | 47 | Residential_2026_SC D_MW_After Competition Groups_47 | Beverage Vending Machine Controls | 0.01668% | 0.0044882 | 0.036679 | Residential_2026_SC D_MW_After Competition Groups_Beverage Vending Machine Controls
Residential | Res ¦ LED High Bay Fixture | 2026 | SC D | MW | After Competition Groups | 0.0050171 | 3261.7651 | 0.0032618 | 219.8369 | 2.2822e-05 | 48 | Residential_2026_SC D_MW_After Competition Groups_48 | LED High Bay Fixture | 0.002282% | 0.0032618 | 0.0050171 | Residential_2026_SC D_MW_After Competition Groups_LED High Bay Fixture
Residential | Res ¦ Wall Insulation MF | 2026 | SC D | MW | After Competition Groups | 0.0011208 | 0 | 0 | 219.8369 | 5.0984e-06 | 49 | Residential_2026_SC D_MW_After Competition Groups_49 | Wall Insulation MF | 0.0005098% | 0 | 0.0011208 | Residential_2026_SC D_MW_After Competition Groups_Wall Insulation MF
Residential | Res ¦ Wall Insulation | 2026 | SC D | MW | After Competition Groups | 0.0010245 | 0 | 0 | 219.8369 | 4.6603e-06 | 50 | Residential_2026_SC D_MW_After Competition Groups_50 | Wall Insulation | 0.000466% | 0 | 0.0010245 | Residential_2026_SC D_MW_After Competition Groups_Wall Insulation
Residential | Res ¦ Freezer Recycling | 2026 | SC D | MW | After Competition Groups | 0.00017214 | 0 | 0 | 219.8369 | 7.8302e-07 | 51 | Residential_2026_SC D_MW_After Competition Groups_51 | Freezer Recycling | 7.83e-05% | 0 | 0.00017214 | Residential_2026_SC D_MW_After Competition Groups_Freezer Recycling
Residential | Res ¦ LED Downlight | 2026 | SC D | MW | After Competition Groups | 0 | 0 | 0 | 219.8369 | 0 | 52 | Residential_2026_SC D_MW_After Competition Groups_52 | LED Downlight | 0% | 0 | 0 | Residential_2026_SC D_MW_After Competition Groups_LED Downlight
Residential | Res ¦ Smart Burners | 2026 | SC D | MW | After Competition Groups | 0 | 0 | 0 | 219.8369 | 0 | 53 | Residential_2026_SC D_MW_After Competition Groups_53 | Smart Burners | 0% | 0 | 0 | Residential_2026_SC D_MW_After Competition Groups_Smart Burners
Residential | Res ¦ Smart Power Bar | 2026 | SC D | MW | After Competition Groups | 0 | 0 | 0 | 219.8369 | 0 | 54 | Residential_2026_SC D_MW_After Competition Groups_54 | Smart Power Bar | 0% | 0 | 0 | Residential_2026_SC D_MW_After Competition Groups_Smart Power Bar
Residential | Res ¦ Energy Star Central Air Conditioner | 2026 | Technical | MW | After Competition Groups | 237.3956 | 0 | 0 | 1992.8886 | 0.11912 | 1 | Residential_2026_Technical_MW_After Competition Groups_1 | Energy Star Central Air Conditioner | 11.91% | 0 | 237.3956 | Residential_2026_Technical_MW_After Competition Groups_Energy Star Central Air Conditioner
Residential | Res ¦ Adaptive Thermostat | 2026 | Technical | MW | After Competition Groups | 192.2981 | 0 | 0 | 1992.8886 | 0.096492 | 2 | Residential_2026_Technical_MW_After Competition Groups_2 | Adaptive Thermostat | 9.649% | 0 | 192.2981 | Residential_2026_Technical_MW_After Competition Groups_Adaptive Thermostat
Residential | Res ¦ Ductless Mini-Split Air Conditioner | 2026 | Technical | MW | After Competition Groups | 123.2343 | 0 | 0 | 1992.8886 | 0.061837 | 3 | Residential_2026_Technical_MW_After Competition Groups_3 | Ductless Mini-Split Air Conditioner | 6.184% | 0 | 123.2343 | Residential_2026_Technical_MW_After Competition Groups_Ductless Mini-Split Air Conditioner
Residential | Res ¦ Energy Star Ground Source Heat Pump | 2026 | Technical | MW | After Competition Groups | 118.2288 | 0 | 0 | 1992.8886 | 0.059325 | 4 | Residential_2026_Technical_MW_After Competition Groups_4 | Energy Star Ground Source Heat Pump | 5.933% | 0 | 118.2288 | Residential_2026_Technical_MW_After Competition Groups_Energy Star Ground Source Heat Pump
Residential | Res ¦ Ductless Mini-Split Heat Pump | 2026 | Technical | MW | After Competition Groups | 117.1462 | 0 | 0 | 1992.8886 | 0.058782 | 5 | Residential_2026_Technical_MW_After Competition Groups_5 | Ductless Mini-Split Heat Pump | 5.878% | 0 | 117.1462 | Residential_2026_Technical_MW_After Competition Groups_Ductless Mini-Split Heat Pump
Residential | Res ¦ Building Recommissioning, Operations and Maintenance (O&M) Improvements | 2026 | Technical | MW | After Competition Groups | 86.7755 | 0 | 0 | 1992.8886 | 0.043543 | 6 | Residential_2026_Technical_MW_After Competition Groups_6 | Building Recommissioning, Operations and Maintenance (O&M) Improvements | 4.354% | 0 | 86.7755 | Residential_2026_Technical_MW_After Competition Groups_Building Recommissioning, Operations and Maintenance (O&M) Improvements
Residential | Res ¦ Basement Wall Insulation | 2026 | Technical | MW | After Competition Groups | 80.038 | 0 | 0 | 1992.8886 | 0.040162 | 7 | Residential_2026_Technical_MW_After Competition Groups_7 | Basement Wall Insulation | 4.016% | 0 | 80.038 | Residential_2026_Technical_MW_After Competition Groups_Basement Wall Insulation
Residential | Res ¦ Smart Burners | 2026 | Technical | MW | After Competition Groups | 77.9452 | 0 | 0 | 1992.8886 | 0.039112 | 8 | Residential_2026_Technical_MW_After Competition Groups_8 | Smart Burners | 3.911% | 0 | 77.9452 | Residential_2026_Technical_MW_After Competition Groups_Smart Burners
Residential | Res ¦ Energy Star Refrigerator | 2026 | Technical | MW | After Competition Groups | 67.5902 | 0 | 0 | 1992.8886 | 0.033916 | 9 | Residential_2026_Technical_MW_After Competition Groups_9 | Energy Star Refrigerator | 3.392% | 0 | 67.5902 | Residential_2026_Technical_MW_After Competition Groups_Energy Star Refrigerator
Residential | Res ¦ Basement or Crawlspace Insulation | 2026 | Technical | MW | After Competition Groups | 66.4658 | 0 | 0 | 1992.8886 | 0.033351 | 10 | Residential_2026_Technical_MW_After Competition Groups_10 | Basement or Crawlspace Insulation | 3.335% | 0 | 66.4658 | Residential_2026_Technical_MW_After Competition Groups_Basement or Crawlspace Insulation
Residential | Res ¦ Smart Power Bar | 2026 | Technical | MW | After Competition Groups | 64.3478 | 0 | 0 | 1992.8886 | 0.032289 | 11 | Residential_2026_Technical_MW_After Competition Groups_11 | Smart Power Bar | 3.229% | 0 | 64.3478 | Residential_2026_Technical_MW_After Competition Groups_Smart Power Bar
Residential | Res ¦ Variable Speed Pool Pump Motor | 2026 | Technical | MW | After Competition Groups | 61.9829 | 0 | 0 | 1992.8886 | 0.031102 | 12 | Residential_2026_Technical_MW_After Competition Groups_12 | Variable Speed Pool Pump Motor | 3.11% | 0 | 61.9829 | Residential_2026_Technical_MW_After Competition Groups_Variable Speed Pool Pump Motor
Residential | Res ¦ Attic Insulation | 2026 | Technical | MW | After Competition Groups | 61.7442 | 0 | 0 | 1992.8886 | 0.030982 | 13 | Residential_2026_Technical_MW_After Competition Groups_13 | Attic Insulation | 3.098% | 0 | 61.7442 | Residential_2026_Technical_MW_After Competition Groups_Attic Insulation
Residential | Res ¦ Heat Pump Clothes Dryer | 2026 | Technical | MW | After Competition Groups | 61.658 | 0 | 0 | 1992.8886 | 0.030939 | 14 | Residential_2026_Technical_MW_After Competition Groups_14 | Heat Pump Clothes Dryer | 3.094% | 0 | 61.658 | Residential_2026_Technical_MW_After Competition Groups_Heat Pump Clothes Dryer
Residential | Res ¦ Energy Star LED Bulbs General Purpose LEDs | 2026 | Technical | MW | After Competition Groups | 61.4876 | 0 | 0 | 1992.8886 | 0.030854 | 15 | Residential_2026_Technical_MW_After Competition Groups_15 | Energy Star LED Bulbs General Purpose LEDs | 3.085% | 0 | 61.4876 | Residential_2026_Technical_MW_After Competition Groups_Energy Star LED Bulbs General Purpose LEDs
Residential | Res ¦ Energy Star Clothes Washer | 2026 | Technical | MW | After Competition Groups | 58.0742 | 0 | 0 | 1992.8886 | 0.029141 | 16 | Residential_2026_Technical_MW_After Competition Groups_16 | Energy Star Clothes Washer | 2.914% | 0 | 58.0742 | Residential_2026_Technical_MW_After Competition Groups_Energy Star Clothes Washer
Residential | Res ¦ Wall Insulation | 2026 | Technical | MW | After Competition Groups | 48.2411 | 0 | 0 | 1992.8886 | 0.024207 | 17 | Residential_2026_Technical_MW_After Competition Groups_17 | Wall Insulation | 2.421% | 0 | 48.2411 | Residential_2026_Technical_MW_After Competition Groups_Wall Insulation
Residential | Res ¦ Energy Star A Line, PAR, MR Lamps | 2026 | Technical | MW | After Competition Groups | 35.585 | 0 | 0 | 1992.8886 | 0.017856 | 18 | Residential_2026_Technical_MW_After Competition Groups_18 | Energy Star A Line, PAR, MR Lamps | 1.786% | 0 | 35.585 | Residential_2026_Technical_MW_After Competition Groups_Energy Star A Line, PAR, MR Lamps
Residential | Res ¦ Variable Refrigerant Flow Heat Pump | 2026 | Technical | MW | After Competition Groups | 26.366 | 0 | 0 | 1992.8886 | 0.01323 | 19 | Residential_2026_Technical_MW_After Competition Groups_19 | Variable Refrigerant Flow Heat Pump | 1.323% | 0 | 26.366 | Residential_2026_Technical_MW_After Competition Groups_Variable Refrigerant Flow Heat Pump
Residential | Res ¦ Lighting Motion Sensors, Timers, Dimmers | 2026 | Technical | MW | After Competition Groups | 26.3122 | 0 | 0 | 1992.8886 | 0.013203 | 20 | Residential_2026_Technical_MW_After Competition Groups_20 | Lighting Motion Sensors, Timers, Dimmers | 1.32% | 0 | 26.3122 | Residential_2026_Technical_MW_After Competition Groups_Lighting Motion Sensors, Timers, Dimmers
Residential | Res ¦ Ceiling Insulation | 2026 | Technical | MW | After Competition Groups | 24.182 | 0 | 0 | 1992.8886 | 0.012134 | 21 | Residential_2026_Technical_MW_After Competition Groups_21 | Ceiling Insulation | 1.213% | 0 | 24.182 | Residential_2026_Technical_MW_After Competition Groups_Ceiling Insulation
Residential | Res ¦ Duct Insulation | 2026 | Technical | MW | After Competition Groups | 19.8794 | 0 | 0 | 1992.8886 | 0.0099752 | 22 | Residential_2026_Technical_MW_After Competition Groups_22 | Duct Insulation | 0.9975% | 0 | 19.8794 | Residential_2026_Technical_MW_After Competition Groups_Duct Insulation
Residential | Res ¦ Air Sealing | 2026 | Technical | MW | After Competition Groups | 17.025 | 0 | 0 | 1992.8886 | 0.0085429 | 23 | Residential_2026_Technical_MW_After Competition Groups_23 | Air Sealing | 0.8543% | 0 | 17.025 | Residential_2026_Technical_MW_After Competition Groups_Air Sealing
Residential | Res ¦ Energy Star Light Fixture | 2026 | Technical | MW | After Competition Groups | 16.2435 | 0 | 0 | 1992.8886 | 0.0081507 | 24 | Residential_2026_Technical_MW_After Competition Groups_24 | Energy Star Light Fixture | 0.8151% | 0 | 16.2435 | Residential_2026_Technical_MW_After Competition Groups_Energy Star Light Fixture
Residential | Res ¦ Central Air Conditioner Maintenance | 2026 | Technical | MW | After Competition Groups | 16.1823 | 0 | 0 | 1992.8886 | 0.00812 | 25 | Residential_2026_Technical_MW_After Competition Groups_25 | Central Air Conditioner Maintenance | 0.812% | 0 | 16.1823 | Residential_2026_Technical_MW_After Competition Groups_Central Air Conditioner Maintenance
Residential | Res ¦ Floor Insulation | 2026 | Technical | MW | After Competition Groups | 16.1822 | 0 | 0 | 1992.8886 | 0.00812 | 26 | Residential_2026_Technical_MW_After Competition Groups_26 | Floor Insulation | 0.812% | 0 | 16.1822 | Residential_2026_Technical_MW_After Competition Groups_Floor Insulation
Residential | Res ¦ Dehumidifier Recycling | 2026 | Technical | MW | After Competition Groups | 14.9266 | 0 | 0 | 1992.8886 | 0.0074899 | 27 | Residential_2026_Technical_MW_After Competition Groups_27 | Dehumidifier Recycling | 0.749% | 0 | 14.9266 | Residential_2026_Technical_MW_After Competition Groups_Dehumidifier Recycling
Residential | Res ¦ Home Energy Reports | 2026 | Technical | MW | After Competition Groups | 14.5525 | 0 | 0 | 1992.8886 | 0.0073022 | 28 | Residential_2026_Technical_MW_After Competition Groups_28 | Home Energy Reports | 0.7302% | 0 | 14.5525 | Residential_2026_Technical_MW_After Competition Groups_Home Energy Reports
Residential | Res ¦ Advanced BAS/Controllers | 2026 | Technical | MW | After Competition Groups | 12.7006 | 0 | 0 | 1992.8886 | 0.006373 | 29 | Residential_2026_Technical_MW_After Competition Groups_29 | Advanced BAS/Controllers | 0.6373% | 0 | 12.7006 | Residential_2026_Technical_MW_After Competition Groups_Advanced BAS/Controllers
Residential | Res ¦ Clothes Drying Racks | 2026 | Technical | MW | After Competition Groups | 11.7531 | 0 | 0 | 1992.8886 | 0.0058975 | 30 | Residential_2026_Technical_MW_After Competition Groups_30 | Clothes Drying Racks | 0.5898% | 0 | 11.7531 | Residential_2026_Technical_MW_After Competition Groups_Clothes Drying Racks
Residential | Res ¦ Energy Star Torchiere | 2026 | Technical | MW | After Competition Groups | 11.5373 | 0 | 0 | 1992.8886 | 0.0057892 | 31 | Residential_2026_Technical_MW_After Competition Groups_31 | Energy Star Torchiere | 0.5789% | 0 | 11.5373 | Residential_2026_Technical_MW_After Competition Groups_Energy Star Torchiere
Residential | Res ¦ Occupancy Sensors MF | 2026 | Technical | MW | After Competition Groups | 10.4734 | 0 | 0 | 1992.8886 | 0.0052554 | 32 | Residential_2026_Technical_MW_After Competition Groups_32 | Occupancy Sensors MF | 0.5255% | 0 | 10.4734 | Residential_2026_Technical_MW_After Competition Groups_Occupancy Sensors MF
Residential | Res ¦ Refrigerator Recycling | 2026 | Technical | MW | After Competition Groups | 9.9599 | 0 | 0 | 1992.8886 | 0.0049977 | 33 | Residential_2026_Technical_MW_After Competition Groups_33 | Refrigerator Recycling | 0.4998% | 0 | 9.9599 | Residential_2026_Technical_MW_After Competition Groups_Refrigerator Recycling
Residential | Res ¦ Freezer Recycling | 2026 | Technical | MW | After Competition Groups | 9.2785 | 0 | 0 | 1992.8886 | 0.0046558 | 34 | Residential_2026_Technical_MW_After Competition Groups_34 | Freezer Recycling | 0.4656% | 0 | 9.2785 | Residential_2026_Technical_MW_After Competition Groups_Freezer Recycling
Residential | Res ¦ Energy Star Dehumidifier | 2026 | Technical | MW | After Competition Groups | 8.7703 | 0 | 0 | 1992.8886 | 0.0044008 | 35 | Residential_2026_Technical_MW_After Competition Groups_35 | Energy Star Dehumidifier | 0.4401% | 0 | 8.7703 | Residential_2026_Technical_MW_After Competition Groups_Energy Star Dehumidifier
Residential | Res ¦ Duct Insulation MF | 2026 | Technical | MW | After Competition Groups | 8.7699 | 0 | 0 | 1992.8886 | 0.0044006 | 36 | Residential_2026_Technical_MW_After Competition Groups_36 | Duct Insulation MF | 0.4401% | 0 | 8.7699 | Residential_2026_Technical_MW_After Competition Groups_Duct Insulation MF
Residential | Res ¦ Energy Star Windows | 2026 | Technical | MW | After Competition Groups | 6.8873 | 0 | 0 | 1992.8886 | 0.0034559 | 37 | Residential_2026_Technical_MW_After Competition Groups_37 | Energy Star Windows | 0.3456% | 0 | 6.8873 | Residential_2026_Technical_MW_After Competition Groups_Energy Star Windows
Residential | Res ¦ Energy Star Freezer | 2026 | Technical | MW | After Competition Groups | 6.8809 | 0 | 0 | 1992.8886 | 0.0034527 | 38 | Residential_2026_Technical_MW_After Competition Groups_38 | Energy Star Freezer | 0.3453% | 0 | 6.8809 | Residential_2026_Technical_MW_After Competition Groups_Energy Star Freezer
Residential | Res ¦ Furnace with ECM | 2026 | Technical | MW | After Competition Groups | 6.5221 | 0 | 0 | 1992.8886 | 0.0032727 | 39 | Residential_2026_Technical_MW_After Competition Groups_39 | Furnace with ECM | 0.3273% | 0 | 6.5221 | Residential_2026_Technical_MW_After Competition Groups_Furnace with ECM
Residential | Res ¦ High Efficiency Chiller (avg of water and air cooled) | 2026 | Technical | MW | After Competition Groups | 6.4252 | 0 | 0 | 1992.8886 | 0.0032241 | 40 | Residential_2026_Technical_MW_After Competition Groups_40 | High Efficiency Chiller (avg of water and air cooled) | 0.3224% | 0 | 6.4252 | Residential_2026_Technical_MW_After Competition Groups_High Efficiency Chiller (avg of water and air cooled)
Residential | Res ¦ INTEGRAL LED TROFFERS | 2026 | Technical | MW | After Competition Groups | 5.7303 | 0 | 0 | 1992.8886 | 0.0028754 | 41 | Residential_2026_Technical_MW_After Competition Groups_41 | INTEGRAL LED TROFFERS | 0.2875% | 0 | 5.7303 | Residential_2026_Technical_MW_After Competition Groups_INTEGRAL LED TROFFERS
Residential | Res ¦ Minimize Hot and Warm Clothes Wash | 2026 | Technical | MW | After Competition Groups | 4.923 | 0 | 0 | 1992.8886 | 0.0024703 | 42 | Residential_2026_Technical_MW_After Competition Groups_42 | Minimize Hot and Warm Clothes Wash | 0.247% | 0 | 4.923 | Residential_2026_Technical_MW_After Competition Groups_Minimize Hot and Warm Clothes Wash
Residential | Res ¦ Passive Attic Ventilation | 2026 | Technical | MW | After Competition Groups | 4.2111 | 0 | 0 | 1992.8886 | 0.0021131 | 43 | Residential_2026_Technical_MW_After Competition Groups_43 | Passive Attic Ventilation | 0.2113% | 0 | 4.2111 | Residential_2026_Technical_MW_After Competition Groups_Passive Attic Ventilation
Residential | Res ¦ LED Downlight | 2026 | Technical | MW | After Competition Groups | 4.0116 | 0 | 0 | 1992.8886 | 0.0020129 | 44 | Residential_2026_Technical_MW_After Competition Groups_44 | LED Downlight | 0.2013% | 0 | 4.0116 | Residential_2026_Technical_MW_After Competition Groups_LED Downlight
Residential | Res ¦ Central Lighting Control System | 2026 | Technical | MW | After Competition Groups | 3.7532 | 0 | 0 | 1992.8886 | 0.0018833 | 45 | Residential_2026_Technical_MW_After Competition Groups_45 | Central Lighting Control System | 0.1883% | 0 | 3.7532 | Residential_2026_Technical_MW_After Competition Groups_Central Lighting Control System
Residential | Res ¦ Heat Pump Water Heater | 2026 | Technical | MW | After Competition Groups | 3.6223 | 0 | 0 | 1992.8886 | 0.0018176 | 46 | Residential_2026_Technical_MW_After Competition Groups_46 | Heat Pump Water Heater | 0.1818% | 0 | 3.6223 | Residential_2026_Technical_MW_After Competition Groups_Heat Pump Water Heater
Residential | Res ¦ Early Hot Water Heater Replacement | 2026 | Technical | MW | After Competition Groups | 3.1949 | 0 | 0 | 1992.8886 | 0.0016032 | 47 | Residential_2026_Technical_MW_After Competition Groups_47 | Early Hot Water Heater Replacement | 0.1603% | 0 | 3.1949 | Residential_2026_Technical_MW_After Competition Groups_Early Hot Water Heater Replacement
Residential | Res ¦ Outside Air Economizer | 2026 | Technical | MW | After Competition Groups | 3.0604 | 0 | 0 | 1992.8886 | 0.0015357 | 48 | Residential_2026_Technical_MW_After Competition Groups_48 | Outside Air Economizer | 0.1536% | 0 | 3.0604 | Residential_2026_Technical_MW_After Competition Groups_Outside Air Economizer
Residential | Res ¦ LED Tube Re-Lamp | 2026 | Technical | MW | After Competition Groups | 3.0382 | 0 | 0 | 1992.8886 | 0.0015245 | 49 | Residential_2026_Technical_MW_After Competition Groups_49 | LED Tube Re-Lamp | 0.1525% | 0 | 3.0382 | Residential_2026_Technical_MW_After Competition Groups_LED Tube Re-Lamp
Residential | Res ¦ Energy Star Ceiling Fan/Lighting | 2026 | Technical | MW | After Competition Groups | 3.0042 | 0 | 0 | 1992.8886 | 0.0015075 | 50 | Residential_2026_Technical_MW_After Competition Groups_50 | Energy Star Ceiling Fan/Lighting | 0.1507% | 0 | 3.0042 | Residential_2026_Technical_MW_After Competition Groups_Energy Star Ceiling Fan/Lighting
Residential | Res ¦ Heat Recovery Ventilator | 2026 | Technical | MW | After Competition Groups | 2.9468 | 0 | 0 | 1992.8886 | 0.0014787 | 51 | Residential_2026_Technical_MW_After Competition Groups_51 | Heat Recovery Ventilator | 0.1479% | 0 | 2.9468 | Residential_2026_Technical_MW_After Competition Groups_Heat Recovery Ventilator
Residential | Res ¦ Air Source Heat Pump Maintenance | 2026 | Technical | MW | After Competition Groups | 2.8306 | 0 | 0 | 1992.8886 | 0.0014204 | 52 | Residential_2026_Technical_MW_After Competition Groups_52 | Air Source Heat Pump Maintenance | 0.142% | 0 | 2.8306 | Residential_2026_Technical_MW_After Competition Groups_Air Source Heat Pump Maintenance
Residential | Res ¦ Demand Control Ventilation | 2026 | Technical | MW | After Competition Groups | 2.2321 | 0 | 0 | 1992.8886 | 0.00112 | 53 | Residential_2026_Technical_MW_After Competition Groups_53 | Demand Control Ventilation | 0.112% | 0 | 2.2321 | Residential_2026_Technical_MW_After Competition Groups_Demand Control Ventilation
Residential | Res ¦ Drain Water Heat Recovery | 2026 | Technical | MW | After Competition Groups | 2.1459 | 0 | 0 | 1992.8886 | 0.0010768 | 54 | Residential_2026_Technical_MW_After Competition Groups_54 | Drain Water Heat Recovery | 0.1077% | 0 | 2.1459 | Residential_2026_Technical_MW_After Competition Groups_Drain Water Heat Recovery
Residential | Res ¦ Furnace Whistle | 2026 | Technical | MW | After Competition Groups | 2.1449 | 0 | 0 | 1992.8886 | 0.0010763 | 55 | Residential_2026_Technical_MW_After Competition Groups_55 | Furnace Whistle | 0.1076% | 0 | 2.1449 | Residential_2026_Technical_MW_After Competition Groups_Furnace Whistle
Residential | Res ¦ Window Film | 2026 | Technical | MW | After Competition Groups | 1.9738 | 0 | 0 | 1992.8886 | 0.00099041 | 56 | Residential_2026_Technical_MW_After Competition Groups_56 | Window Film | 0.09904% | 0 | 1.9738 | Residential_2026_Technical_MW_After Competition Groups_Window Film
Residential | Res ¦ CO Sensors for parking garage exhaust fans | 2026 | Technical | MW | After Competition Groups | 1.9309 | 0 | 0 | 1992.8886 | 0.00096889 | 57 | Residential_2026_Technical_MW_After Competition Groups_57 | CO Sensors for parking garage exhaust fans | 0.09689% | 0 | 1.9309 | Residential_2026_Technical_MW_After Competition Groups_CO Sensors for parking garage exhaust fans
Residential | Res ¦ ENERGY STAR LED LAMPS (REFLECTOR LAMPs/MR16/PAR 16) | 2026 | Technical | MW | After Competition Groups | 1.9233 | 0 | 0 | 1992.8886 | 0.00096507 | 58 | Residential_2026_Technical_MW_After Competition Groups_58 | ENERGY STAR LED LAMPS (REFLECTOR LAMPs/MR16/PAR 16) | 0.09651% | 0 | 1.9233 | Residential_2026_Technical_MW_After Competition Groups_ENERGY STAR LED LAMPS (REFLECTOR LAMPs/MR16/PAR 16)
Residential | Res ¦ Comprehensive Draft Proofing | 2026 | Technical | MW | After Competition Groups | 1.8227 | 0 | 0 | 1992.8886 | 0.00091458 | 59 | Residential_2026_Technical_MW_After Competition Groups_59 | Comprehensive Draft Proofing | 0.09146% | 0 | 1.8227 | Residential_2026_Technical_MW_After Competition Groups_Comprehensive Draft Proofing
Residential | Res ¦ Energy Star Dishwasher | 2026 | Technical | MW | After Competition Groups | 1.8151 | 0 | 0 | 1992.8886 | 0.0009108 | 60 | Residential_2026_Technical_MW_After Competition Groups_60 | Energy Star Dishwasher | 0.09108% | 0 | 1.8151 | Residential_2026_Technical_MW_After Competition Groups_Energy Star Dishwasher
Residential | Res ¦ Variable Frequency Drive (VFD) | 2026 | Technical | MW | After Competition Groups | 1.7678 | 0 | 0 | 1992.8886 | 0.00088708 | 61 | Residential_2026_Technical_MW_After Competition Groups_61 | Variable Frequency Drive (VFD) | 0.08871% | 0 | 1.7678 | Residential_2026_Technical_MW_After Competition Groups_Variable Frequency Drive (VFD)
Residential | Res ¦ DHW Recirculation Systems | 2026 | Technical | MW | After Competition Groups | 1.388 | 0 | 0 | 1992.8886 | 0.00069646 | 62 | Residential_2026_Technical_MW_After Competition Groups_62 | DHW Recirculation Systems | 0.06965% | 0 | 1.388 | Residential_2026_Technical_MW_After Competition Groups_DHW Recirculation Systems
Residential | Res ¦ Condensing Make Up Air Unit | 2026 | Technical | MW | After Competition Groups | 1.1773 | 0 | 0 | 1992.8886 | 0.00059076 | 63 | Residential_2026_Technical_MW_After Competition Groups_63 | Condensing Make Up Air Unit | 0.05908% | 0 | 1.1773 | Residential_2026_Technical_MW_After Competition Groups_Condensing Make Up Air Unit
Residential | Res ¦ Water Heater Temperature Setback | 2026 | Technical | MW | After Competition Groups | 1.1181 | 0 | 0 | 1992.8886 | 0.00056103 | 64 | Residential_2026_Technical_MW_After Competition Groups_64 | Water Heater Temperature Setback | 0.0561% | 0 | 1.1181 | Residential_2026_Technical_MW_After Competition Groups_Water Heater Temperature Setback
Residential | Res ¦ Solar Powered Attic Fan | 2026 | Technical | MW | After Competition Groups | 0.93252 | 0 | 0 | 1992.8886 | 0.00046792 | 65 | Residential_2026_Technical_MW_After Competition Groups_65 | Solar Powered Attic Fan | 0.04679% | 0 | 0.93252 | Residential_2026_Technical_MW_After Competition Groups_Solar Powered Attic Fan
Residential | Res ¦ LED Parking Lot Fixture | 2026 | Technical | MW | After Competition Groups | 0.8555 | 0 | 0 | 1992.8886 | 0.00042928 | 66 | Residential_2026_Technical_MW_After Competition Groups_66 | LED Parking Lot Fixture | 0.04293% | 0 | 0.8555 | Residential_2026_Technical_MW_After Competition Groups_LED Parking Lot Fixture
Residential | Res ¦ HVAC Optimization | 2026 | Technical | MW | After Competition Groups | 0.74538 | 0 | 0 | 1992.8886 | 0.00037402 | 67 | Residential_2026_Technical_MW_After Competition Groups_67 | HVAC Optimization | 0.0374% | 0 | 0.74538 | Residential_2026_Technical_MW_After Competition Groups_HVAC Optimization
Residential | Res ¦ VFD on Pumps | 2026 | Technical | MW | After Competition Groups | 0.54363 | 0 | 0 | 1992.8886 | 0.00027279 | 68 | Residential_2026_Technical_MW_After Competition Groups_68 | VFD on Pumps | 0.02728% | 0 | 0.54363 | Residential_2026_Technical_MW_After Competition Groups_VFD on Pumps
Residential | Res ¦ ENERGY STAR LED Lamps (General Service Lamps) | 2026 | Technical | MW | After Competition Groups | 0.43963 | 0 | 0 | 1992.8886 | 0.0002206 | 69 | Residential_2026_Technical_MW_After Competition Groups_69 | ENERGY STAR LED Lamps (General Service Lamps) | 0.02206% | 0 | 0.43963 | Residential_2026_Technical_MW_After Competition Groups_ENERGY STAR LED Lamps (General Service Lamps)
Residential | Res ¦ LED Exterior Area Lights - LED Fixture (200W) | 2026 | Technical | MW | After Competition Groups | 0.39461 | 0 | 0 | 1992.8886 | 0.00019801 | 70 | Residential_2026_Technical_MW_After Competition Groups_70 | LED Exterior Area Lights - LED Fixture (200W) | 0.0198% | 0 | 0.39461 | Residential_2026_Technical_MW_After Competition Groups_LED Exterior Area Lights - LED Fixture (200W)
Residential | Res ¦ ECM MOTORS FOR HVAC APPLICATION (FAN-POWERED VAV BOX) | 2026 | Technical | MW | After Competition Groups | 0.32089 | 0 | 0 | 1992.8886 | 0.00016102 | 71 | Residential_2026_Technical_MW_After Competition Groups_71 | ECM MOTORS FOR HVAC APPLICATION (FAN-POWERED VAV BOX) | 0.0161% | 0 | 0.32089 | Residential_2026_Technical_MW_After Competition Groups_ECM MOTORS FOR HVAC APPLICATION (FAN-POWERED VAV BOX)
Residential | Res ¦ Beverage Vending Machine Controls | 2026 | Technical | MW | After Competition Groups | 0.22497 | 0 | 0 | 1992.8886 | 0.00011289 | 72 | Residential_2026_Technical_MW_After Competition Groups_72 | Beverage Vending Machine Controls | 0.01129% | 0 | 0.22497 | Residential_2026_Technical_MW_After Competition Groups_Beverage Vending Machine Controls
Residential | Res ¦ Tankless Water Heater | 2026 | Technical | MW | After Competition Groups | 0.19809 | 0 | 0 | 1992.8886 | 9.9398e-05 | 73 | Residential_2026_Technical_MW_After Competition Groups_73 | Tankless Water Heater | 0.00994% | 0 | 0.19809 | Residential_2026_Technical_MW_After Competition Groups_Tankless Water Heater
Residential | Res ¦ Wall Insulation MF | 2026 | Technical | MW | After Competition Groups | 0.17614 | 0 | 0 | 1992.8886 | 8.8383e-05 | 74 | Residential_2026_Technical_MW_After Competition Groups_74 | Wall Insulation MF | 0.008838% | 0 | 0.17614 | Residential_2026_Technical_MW_After Competition Groups_Wall Insulation MF
Residential | Res ¦ Chilled Water Optimization | 2026 | Technical | MW | After Competition Groups | 0.16502 | 0 | 0 | 1992.8886 | 8.2804e-05 | 75 | Residential_2026_Technical_MW_After Competition Groups_75 | Chilled Water Optimization | 0.00828% | 0 | 0.16502 | Residential_2026_Technical_MW_After Competition Groups_Chilled Water Optimization
Residential | Res ¦ LED Recessed Downlights | 2026 | Technical | MW | After Competition Groups | 0.03093 | 0 | 0 | 1992.8886 | 1.552e-05 | 76 | Residential_2026_Technical_MW_After Competition Groups_76 | LED Recessed Downlights | 0.001552% | 0 | 0.03093 | Residential_2026_Technical_MW_After Competition Groups_LED Recessed Downlights
Residential | Res ¦ LED High Bay Fixture | 2026 | Technical | MW | After Competition Groups | 0.026431 | 0 | 0 | 1992.8886 | 1.3263e-05 | 77 | Residential_2026_Technical_MW_After Competition Groups_77 | LED High Bay Fixture | 0.001326% | 0 | 0.026431 | Residential_2026_Technical_MW_After Competition Groups_LED High Bay Fixture
Residential | Res ¦ Radiant Barrier | 2026 | Technical | MW | After Competition Groups | 0.013598 | 0 | 0 | 1992.8886 | 6.8232e-06 | 78 | Residential_2026_Technical_MW_After Competition Groups_78 | Radiant Barrier | 0.0006823% | 0 | 0.013598 | Residential_2026_Technical_MW_After Competition Groups_Radiant Barrier
Residential | Res ¦ Solar Water Preheat (Pools/DHW) | 2026 | Technical | MW | After Competition Groups | 0.0058498 | 0 | 0 | 1992.8886 | 2.9353e-06 | 79 | Residential_2026_Technical_MW_After Competition Groups_79 | Solar Water Preheat (Pools/DHW) | 0.0002935% | 0 | 0.0058498 | Residential_2026_Technical_MW_After Competition Groups_Solar Water Preheat (Pools/DHW)
Residential | Res ¦ Photocell Controls (Outdoor) | 2026 | Technical | MW | After Competition Groups | 6.1959e-05 | 0 | 0 | 1992.8886 | 3.109e-08 | 80 | Residential_2026_Technical_MW_After Competition Groups_80 | Photocell Controls (Outdoor) | 3.109e-06% | 0 | 6.1959e-05 | Residential_2026_Technical_MW_After Competition Groups_Photocell Controls (Outdoor)
Residential | Res ¦ Adaptive Thermostat | 2027 | Economic | MW | After Competition Groups | 193.4729 | 0 | 0 | 1103.1729 | 0.17538 | 1 | Residential_2027_Economic_MW_After Competition Groups_1 | Adaptive Thermostat | 17.54% | 0 | 193.4729 | Residential_2027_Economic_MW_After Competition Groups_Adaptive Thermostat
Residential | Res ¦ Ductless Mini-Split Heat Pump | 2027 | Economic | MW | After Competition Groups | 129.1564 | 0 | 0 | 1103.1729 | 0.11708 | 2 | Residential_2027_Economic_MW_After Competition Groups_2 | Ductless Mini-Split Heat Pump | 11.71% | 0 | 129.1564 | Residential_2027_Economic_MW_After Competition Groups_Ductless Mini-Split Heat Pump
Residential | Res ¦ Building Recommissioning, Operations and Maintenance (O&M) Improvements | 2027 | Economic | MW | After Competition Groups | 85.4045 | 0 | 0 | 1103.1729 | 0.077417 | 3 | Residential_2027_Economic_MW_After Competition Groups_3 | Building Recommissioning, Operations and Maintenance (O&M) Improvements | 7.742% | 0 | 85.4045 | Residential_2027_Economic_MW_After Competition Groups_Building Recommissioning, Operations and Maintenance (O&M) Improvements
Residential | Res ¦ Basement Wall Insulation | 2027 | Economic | MW | After Competition Groups | 78.7734 | 0 | 0 | 1103.1729 | 0.071406 | 4 | Residential_2027_Economic_MW_After Competition Groups_4 | Basement Wall Insulation | 7.141% | 0 | 78.7734 | Residential_2027_Economic_MW_After Competition Groups_Basement Wall Insulation
Residential | Res ¦ Energy Star Air Source Heat Pump | 2027 | Economic | MW | After Competition Groups | 73.8603 | 0 | 0 | 1103.1729 | 0.066953 | 5 | Residential_2027_Economic_MW_After Competition Groups_5 | Energy Star Air Source Heat Pump | 6.695% | 0 | 73.8603 | Residential_2027_Economic_MW_After Competition Groups_Energy Star Air Source Heat Pump
Residential | Res ¦ Energy Star Clothes Washer | 2027 | Economic | MW | After Competition Groups | 63.2982 | 0 | 0 | 1103.1729 | 0.057378 | 6 | Residential_2027_Economic_MW_After Competition Groups_6 | Energy Star Clothes Washer | 5.738% | 0 | 63.2982 | Residential_2027_Economic_MW_After Competition Groups_Energy Star Clothes Washer
Residential | Res ¦ Energy Star LED Bulbs General Purpose LEDs | 2027 | Economic | MW | After Competition Groups | 61.4876 | 0 | 0 | 1103.1729 | 0.055737 | 7 | Residential_2027_Economic_MW_After Competition Groups_7 | Energy Star LED Bulbs General Purpose LEDs | 5.574% | 0 | 61.4876 | Residential_2027_Economic_MW_After Competition Groups_Energy Star LED Bulbs General Purpose LEDs
Residential | Res ¦ Variable Speed Pool Pump Motor | 2027 | Economic | MW | After Competition Groups | 61.0036 | 0 | 0 | 1103.1729 | 0.055298 | 8 | Residential_2027_Economic_MW_After Competition Groups_8 | Variable Speed Pool Pump Motor | 5.53% | 0 | 61.0036 | Residential_2027_Economic_MW_After Competition Groups_Variable Speed Pool Pump Motor
Residential | Res ¦ Attic Insulation | 2027 | Economic | MW | After Competition Groups | 60.7686 | 0 | 0 | 1103.1729 | 0.055085 | 9 | Residential_2027_Economic_MW_After Competition Groups_9 | Attic Insulation | 5.509% | 0 | 60.7686 | Residential_2027_Economic_MW_After Competition Groups_Attic Insulation
Residential | Res ¦ Energy Star Room Air Conditioner | 2027 | Economic | MW | After Competition Groups | 51.4992 | 0 | 0 | 1103.1729 | 0.046683 | 10 | Residential_2027_Economic_MW_After Competition Groups_10 | Energy Star Room Air Conditioner | 4.668% | 0 | 51.4992 | Residential_2027_Economic_MW_After Competition Groups_Energy Star Room Air Conditioner
Residential | Res ¦ Energy Star A Line, PAR, MR Lamps | 2027 | Economic | MW | After Competition Groups | 38.2536 | 0 | 0 | 1103.1729 | 0.034676 | 11 | Residential_2027_Economic_MW_After Competition Groups_11 | Energy Star A Line, PAR, MR Lamps | 3.468% | 0 | 38.2536 | Residential_2027_Economic_MW_After Competition Groups_Energy Star A Line, PAR, MR Lamps
Residential | Res ¦ Energy Star Clothes Dryer | 2027 | Economic | MW | After Competition Groups | 22.3528 | 0 | 0 | 1103.1729 | 0.020262 | 12 | Residential_2027_Economic_MW_After Competition Groups_12 | Energy Star Clothes Dryer | 2.026% | 0 | 22.3528 | Residential_2027_Economic_MW_After Competition Groups_Energy Star Clothes Dryer
Residential | Res ¦ Air Sealing | 2027 | Economic | MW | After Competition Groups | 16.756 | 0 | 0 | 1103.1729 | 0.015189 | 13 | Residential_2027_Economic_MW_After Competition Groups_13 | Air Sealing | 1.519% | 0 | 16.756 | Residential_2027_Economic_MW_After Competition Groups_Air Sealing
Residential | Res ¦ Floor Insulation | 2027 | Economic | MW | After Competition Groups | 15.9266 | 0 | 0 | 1103.1729 | 0.014437 | 14 | Residential_2027_Economic_MW_After Competition Groups_14 | Floor Insulation | 1.444% | 0 | 15.9266 | Residential_2027_Economic_MW_After Competition Groups_Floor Insulation
Residential | Res ¦ Duct Insulation | 2027 | Economic | MW | After Competition Groups | 15.068 | 0 | 0 | 1103.1729 | 0.013659 | 15 | Residential_2027_Economic_MW_After Competition Groups_15 | Duct Insulation | 1.366% | 0 | 15.068 | Residential_2027_Economic_MW_After Competition Groups_Duct Insulation
Residential | Res ¦ Advanced BAS/Controllers | 2027 | Economic | MW | After Competition Groups | 12.5 | 0 | 0 | 1103.1729 | 0.011331 | 16 | Residential_2027_Economic_MW_After Competition Groups_16 | Advanced BAS/Controllers | 1.133% | 0 | 12.5 | Residential_2027_Economic_MW_After Competition Groups_Advanced BAS/Controllers
Residential | Res ¦ Energy Star Torchiere | 2027 | Economic | MW | After Competition Groups | 12.297 | 0 | 0 | 1103.1729 | 0.011147 | 17 | Residential_2027_Economic_MW_After Competition Groups_17 | Energy Star Torchiere | 1.115% | 0 | 12.297 | Residential_2027_Economic_MW_After Competition Groups_Energy Star Torchiere
Residential | Res ¦ Clothes Drying Racks | 2027 | Economic | MW | After Competition Groups | 11.5674 | 0 | 0 | 1103.1729 | 0.010486 | 18 | Residential_2027_Economic_MW_After Competition Groups_18 | Clothes Drying Racks | 1.049% | 0 | 11.5674 | Residential_2027_Economic_MW_After Competition Groups_Clothes Drying Racks
Residential | Res ¦ Occupancy Sensors MF | 2027 | Economic | MW | After Competition Groups | 10.0339 | 0 | 0 | 1103.1729 | 0.0090955 | 19 | Residential_2027_Economic_MW_After Competition Groups_19 | Occupancy Sensors MF | 0.9095% | 0 | 10.0339 | Residential_2027_Economic_MW_After Competition Groups_Occupancy Sensors MF
Residential | Res ¦ Refrigerator Recycling | 2027 | Economic | MW | After Competition Groups | 9.8026 | 0 | 0 | 1103.1729 | 0.0088858 | 20 | Residential_2027_Economic_MW_After Competition Groups_20 | Refrigerator Recycling | 0.8886% | 0 | 9.8026 | Residential_2027_Economic_MW_After Competition Groups_Refrigerator Recycling
Residential | Res ¦ Freezer Recycling | 2027 | Economic | MW | After Competition Groups | 9.1319 | 0 | 0 | 1103.1729 | 0.0082779 | 21 | Residential_2027_Economic_MW_After Competition Groups_21 | Freezer Recycling | 0.8278% | 0 | 9.1319 | Residential_2027_Economic_MW_After Competition Groups_Freezer Recycling
Residential | Res ¦ Energy Star Dehumidifier | 2027 | Economic | MW | After Competition Groups | 8.6318 | 0 | 0 | 1103.1729 | 0.0078245 | 22 | Residential_2027_Economic_MW_After Competition Groups_22 | Energy Star Dehumidifier | 0.7824% | 0 | 8.6318 | Residential_2027_Economic_MW_After Competition Groups_Energy Star Dehumidifier
Residential | Res ¦ High Efficiency Chiller (avg of water and air cooled) | 2027 | Economic | MW | After Competition Groups | 7.1099 | 0 | 0 | 1103.1729 | 0.006445 | 23 | Residential_2027_Economic_MW_After Competition Groups_23 | High Efficiency Chiller (avg of water and air cooled) | 0.6445% | 0 | 7.1099 | Residential_2027_Economic_MW_After Competition Groups_High Efficiency Chiller (avg of water and air cooled)
Residential | Res ¦ Home Energy Reports | 2027 | Economic | MW | After Competition Groups | 6.9923 | 0 | 0 | 1103.1729 | 0.0063384 | 24 | Residential_2027_Economic_MW_After Competition Groups_24 | Home Energy Reports | 0.6338% | 0 | 6.9923 | Residential_2027_Economic_MW_After Competition Groups_Home Energy Reports
Residential | Res ¦ Duct Insulation MF | 2027 | Economic | MW | After Competition Groups | 6.1423 | 0 | 0 | 1103.1729 | 0.0055678 | 25 | Residential_2027_Economic_MW_After Competition Groups_25 | Duct Insulation MF | 0.5568% | 0 | 6.1423 | Residential_2027_Economic_MW_After Competition Groups_Duct Insulation MF
Residential | Res ¦ Energy Star Light Fixture | 2027 | Economic | MW | After Competition Groups | 5.4171 | 0 | 0 | 1103.1729 | 0.0049105 | 26 | Residential_2027_Economic_MW_After Competition Groups_26 | Energy Star Light Fixture | 0.491% | 0 | 5.4171 | Residential_2027_Economic_MW_After Competition Groups_Energy Star Light Fixture
Residential | Res ¦ Minimize Hot and Warm Clothes Wash | 2027 | Economic | MW | After Competition Groups | 4.8453 | 0 | 0 | 1103.1729 | 0.0043921 | 27 | Residential_2027_Economic_MW_After Competition Groups_27 | Minimize Hot and Warm Clothes Wash | 0.4392% | 0 | 4.8453 | Residential_2027_Economic_MW_After Competition Groups_Minimize Hot and Warm Clothes Wash
Residential | Res ¦ Energy Star Freezer | 2027 | Economic | MW | After Competition Groups | 3.5537 | 0 | 0 | 1103.1729 | 0.0032213 | 28 | Residential_2027_Economic_MW_After Competition Groups_28 | Energy Star Freezer | 0.3221% | 0 | 3.5537 | Residential_2027_Economic_MW_After Competition Groups_Energy Star Freezer
Residential | Res ¦ LED Tube Re-Lamp | 2027 | Economic | MW | After Competition Groups | 3.2315 | 0 | 0 | 1103.1729 | 0.0029292 | 29 | Residential_2027_Economic_MW_After Competition Groups_29 | LED Tube Re-Lamp | 0.2929% | 0 | 3.2315 | Residential_2027_Economic_MW_After Competition Groups_LED Tube Re-Lamp
Residential | Res ¦ Heat Recovery Ventilator | 2027 | Economic | MW | After Competition Groups | 3.1805 | 0 | 0 | 1103.1729 | 0.0028831 | 30 | Residential_2027_Economic_MW_After Competition Groups_30 | Heat Recovery Ventilator | 0.2883% | 0 | 3.1805 | Residential_2027_Economic_MW_After Competition Groups_Heat Recovery Ventilator
Residential | Res ¦ Outside Air Economizer | 2027 | Economic | MW | After Competition Groups | 3.101 | 0 | 0 | 1103.1729 | 0.002811 | 31 | Residential_2027_Economic_MW_After Competition Groups_31 | Outside Air Economizer | 0.2811% | 0 | 3.101 | Residential_2027_Economic_MW_After Competition Groups_Outside Air Economizer
Residential | Res ¦ Demand Control Ventilation | 2027 | Economic | MW | After Competition Groups | 2.1968 | 0 | 0 | 1103.1729 | 0.0019914 | 32 | Residential_2027_Economic_MW_After Competition Groups_32 | Demand Control Ventilation | 0.1991% | 0 | 2.1968 | Residential_2027_Economic_MW_After Competition Groups_Demand Control Ventilation
Residential | Res ¦ Furnace Whistle | 2027 | Economic | MW | After Competition Groups | 2.111 | 0 | 0 | 1103.1729 | 0.0019136 | 33 | Residential_2027_Economic_MW_After Competition Groups_33 | Furnace Whistle | 0.1914% | 0 | 2.111 | Residential_2027_Economic_MW_After Competition Groups_Furnace Whistle
Residential | Res ¦ CO Sensors for parking garage exhaust fans | 2027 | Economic | MW | After Competition Groups | 1.9565 | 0 | 0 | 1103.1729 | 0.0017735 | 34 | Residential_2027_Economic_MW_After Competition Groups_34 | CO Sensors for parking garage exhaust fans | 0.1774% | 0 | 1.9565 | Residential_2027_Economic_MW_After Competition Groups_CO Sensors for parking garage exhaust fans
Residential | Res ¦ ENERGY STAR LED LAMPS (REFLECTOR LAMPs/MR16/PAR 16) | 2027 | Economic | MW | After Competition Groups | 1.9179 | 0 | 0 | 1103.1729 | 0.0017385 | 35 | Residential_2027_Economic_MW_After Competition Groups_35 | ENERGY STAR LED LAMPS (REFLECTOR LAMPs/MR16/PAR 16) | 0.1739% | 0 | 1.9179 | Residential_2027_Economic_MW_After Competition Groups_ENERGY STAR LED LAMPS (REFLECTOR LAMPs/MR16/PAR 16)
Residential | Res ¦ Comprehensive Draft Proofing | 2027 | Economic | MW | After Competition Groups | 1.7939 | 0 | 0 | 1103.1729 | 0.0016261 | 36 | Residential_2027_Economic_MW_After Competition Groups_36 | Comprehensive Draft Proofing | 0.1626% | 0 | 1.7939 | Residential_2027_Economic_MW_After Competition Groups_Comprehensive Draft Proofing
Residential | Res ¦ Variable Frequency Drive (VFD) | 2027 | Economic | MW | After Competition Groups | 1.7399 | 0 | 0 | 1103.1729 | 0.0015772 | 37 | Residential_2027_Economic_MW_After Competition Groups_37 | Variable Frequency Drive (VFD) | 0.1577% | 0 | 1.7399 | Residential_2027_Economic_MW_After Competition Groups_Variable Frequency Drive (VFD)
Residential | Res ¦ Condensing Make Up Air Unit | 2027 | Economic | MW | After Competition Groups | 1.2998 | 0 | 0 | 1103.1729 | 0.0011782 | 38 | Residential_2027_Economic_MW_After Competition Groups_38 | Condensing Make Up Air Unit | 0.1178% | 0 | 1.2998 | Residential_2027_Economic_MW_After Competition Groups_Condensing Make Up Air Unit
Residential | Res ¦ Tankless Water Heater | 2027 | Economic | MW | After Competition Groups | 1.1956 | 0 | 0 | 1103.1729 | 0.0010838 | 39 | Residential_2027_Economic_MW_After Competition Groups_39 | Tankless Water Heater | 0.1084% | 0 | 1.1956 | Residential_2027_Economic_MW_After Competition Groups_Tankless Water Heater
Residential | Res ¦ Water Heater Temperature Setback | 2027 | Economic | MW | After Competition Groups | 1.1004 | 0 | 0 | 1103.1729 | 0.00099749 | 40 | Residential_2027_Economic_MW_After Competition Groups_40 | Water Heater Temperature Setback | 0.09975% | 0 | 1.1004 | Residential_2027_Economic_MW_After Competition Groups_Water Heater Temperature Setback
Residential | Res ¦ LED Parking Lot Fixture | 2027 | Economic | MW | After Competition Groups | 0.86136 | 0 | 0 | 1103.1729 | 0.00078081 | 41 | Residential_2027_Economic_MW_After Competition Groups_41 | LED Parking Lot Fixture | 0.07808% | 0 | 0.86136 | Residential_2027_Economic_MW_After Competition Groups_LED Parking Lot Fixture
Residential | Res ¦ VFD on Pumps | 2027 | Economic | MW | After Competition Groups | 0.53504 | 0 | 0 | 1103.1729 | 0.000485 | 42 | Residential_2027_Economic_MW_After Competition Groups_42 | VFD on Pumps | 0.0485% | 0 | 0.53504 | Residential_2027_Economic_MW_After Competition Groups_VFD on Pumps
Residential | Res ¦ ENERGY STAR LED Lamps (General Service Lamps) | 2027 | Economic | MW | After Competition Groups | 0.44065 | 0 | 0 | 1103.1729 | 0.00039944 | 43 | Residential_2027_Economic_MW_After Competition Groups_43 | ENERGY STAR LED Lamps (General Service Lamps) | 0.03994% | 0 | 0.44065 | Residential_2027_Economic_MW_After Competition Groups_ENERGY STAR LED Lamps (General Service Lamps)
Residential | Res ¦ LED Exterior Area Lights - LED Fixture (200W) | 2027 | Economic | MW | After Competition Groups | 0.39876 | 0 | 0 | 1103.1729 | 0.00036146 | 44 | Residential_2027_Economic_MW_After Competition Groups_44 | LED Exterior Area Lights - LED Fixture (200W) | 0.03615% | 0 | 0.39876 | Residential_2027_Economic_MW_After Competition Groups_LED Exterior Area Lights - LED Fixture (200W)
Residential | Res ¦ ECM MOTORS FOR HVAC APPLICATION (FAN-POWERED VAV BOX) | 2027 | Economic | MW | After Competition Groups | 0.32511 | 0 | 0 | 1103.1729 | 0.0002947 | 45 | Residential_2027_Economic_MW_After Competition Groups_45 | ECM MOTORS FOR HVAC APPLICATION (FAN-POWERED VAV BOX) | 0.02947% | 0 | 0.32511 | Residential_2027_Economic_MW_After Competition Groups_ECM MOTORS FOR HVAC APPLICATION (FAN-POWERED VAV BOX)
Residential | Res ¦ Beverage Vending Machine Controls | 2027 | Economic | MW | After Competition Groups | 0.2305 | 0 | 0 | 1103.1729 | 0.00020894 | 46 | Residential_2027_Economic_MW_After Competition Groups_46 | Beverage Vending Machine Controls | 0.02089% | 0 | 0.2305 | Residential_2027_Economic_MW_After Competition Groups_Beverage Vending Machine Controls
Residential | Res ¦ Wall Insulation | 2027 | Economic | MW | After Competition Groups | 0.22894 | 0 | 0 | 1103.1729 | 0.00020753 | 47 | Residential_2027_Economic_MW_After Competition Groups_47 | Wall Insulation | 0.02075% | 0 | 0.22894 | Residential_2027_Economic_MW_After Competition Groups_Wall Insulation
Residential | Res ¦ Chilled Water Optimization | 2027 | Economic | MW | After Competition Groups | 0.18195 | 0 | 0 | 1103.1729 | 0.00016493 | 48 | Residential_2027_Economic_MW_After Competition Groups_48 | Chilled Water Optimization | 0.01649% | 0 | 0.18195 | Residential_2027_Economic_MW_After Competition Groups_Chilled Water Optimization
Residential | Res ¦ LED High Bay Fixture | 2027 | Economic | MW | After Competition Groups | 0.025322 | 0 | 0 | 1103.1729 | 2.2954e-05 | 49 | Residential_2027_Economic_MW_After Competition Groups_49 | LED High Bay Fixture | 0.002295% | 0 | 0.025322 | Residential_2027_Economic_MW_After Competition Groups_LED High Bay Fixture
Residential | Res ¦ Wall Insulation MF | 2027 | Economic | MW | After Competition Groups | 0.013875 | 0 | 0 | 1103.1729 | 1.2577e-05 | 50 | Residential_2027_Economic_MW_After Competition Groups_50 | Wall Insulation MF | 0.001258% | 0 | 0.013875 | Residential_2027_Economic_MW_After Competition Groups_Wall Insulation MF
Residential | Res ¦ LED Downlight | 2027 | Economic | MW | After Competition Groups | 0 | 0 | 0 | 1103.1729 | 0 | 51 | Residential_2027_Economic_MW_After Competition Groups_51 | LED Downlight | 0% | 0 | 0 | Residential_2027_Economic_MW_After Competition Groups_LED Downlight
Residential | Res ¦ Smart Burners | 2027 | Economic | MW | After Competition Groups | 0 | 0 | 0 | 1103.1729 | 0 | 52 | Residential_2027_Economic_MW_After Competition Groups_52 | Smart Burners | 0% | 0 | 0 | Residential_2027_Economic_MW_After Competition Groups_Smart Burners
Residential | Res ¦ Smart Power Bar | 2027 | Economic | MW | After Competition Groups | 0 | 0 | 0 | 1103.1729 | 0 | 53 | Residential_2027_Economic_MW_After Competition Groups_53 | Smart Power Bar | 0% | 0 | 0 | Residential_2027_Economic_MW_After Competition Groups_Smart Power Bar
Residential | Res ¦ Ductless Mini-Split Heat Pump | 2027 | SC A | MW | After Competition Groups | 46.5739 | 0 | 0 | 252.9898 | 0.18409 | 1 | Residential_2027_SC A_MW_After Competition Groups_1 | Ductless Mini-Split Heat Pump | 18.41% | 0 | 46.5739 | Residential_2027_SC A_MW_After Competition Groups_Ductless Mini-Split Heat Pump
Residential | Res ¦ Building Recommissioning, Operations and Maintenance (O&M) Improvements | 2027 | SC A | MW | After Competition Groups | 28.7718 | 0 | 0 | 252.9898 | 0.11373 | 2 | Residential_2027_SC A_MW_After Competition Groups_2 | Building Recommissioning, Operations and Maintenance (O&M) Improvements | 11.37% | 0 | 28.7718 | Residential_2027_SC A_MW_After Competition Groups_Building Recommissioning, Operations and Maintenance (O&M) Improvements
Residential | Res ¦ Energy Star Clothes Washer | 2027 | SC A | MW | After Competition Groups | 28.0352 | 0 | 0 | 252.9898 | 0.11082 | 3 | Residential_2027_SC A_MW_After Competition Groups_3 | Energy Star Clothes Washer | 11.08% | 0 | 28.0352 | Residential_2027_SC A_MW_After Competition Groups_Energy Star Clothes Washer
Residential | Res ¦ Energy Star LED Specialty Bulbs | 2027 | SC A | MW | After Competition Groups | 25.1085 | 0 | 0 | 252.9898 | 0.099247 | 4 | Residential_2027_SC A_MW_After Competition Groups_4 | Energy Star LED Specialty Bulbs | 9.925% | 0 | 25.1085 | Residential_2027_SC A_MW_After Competition Groups_Energy Star LED Specialty Bulbs
Residential | Res ¦ Adaptive Thermostat | 2027 | SC A | MW | After Competition Groups | 17.6712 | 0 | 0 | 252.9898 | 0.06985 | 5 | Residential_2027_SC A_MW_After Competition Groups_5 | Adaptive Thermostat | 6.985% | 0 | 17.6712 | Residential_2027_SC A_MW_After Competition Groups_Adaptive Thermostat
Residential | Res ¦ Variable Speed Pool Pump Motor | 2027 | SC A | MW | After Competition Groups | 14.3591 | 0 | 0 | 252.9898 | 0.056758 | 6 | Residential_2027_SC A_MW_After Competition Groups_6 | Variable Speed Pool Pump Motor | 5.676% | 0 | 14.3591 | Residential_2027_SC A_MW_After Competition Groups_Variable Speed Pool Pump Motor
Residential | Res ¦ Basement Wall Insulation | 2027 | SC A | MW | After Competition Groups | 11.3153 | 0 | 0 | 252.9898 | 0.044726 | 7 | Residential_2027_SC A_MW_After Competition Groups_7 | Basement Wall Insulation | 4.473% | 0 | 11.3153 | Residential_2027_SC A_MW_After Competition Groups_Basement Wall Insulation
Residential | Res ¦ Energy Star A Line, PAR, MR Lamps | 2027 | SC A | MW | After Competition Groups | 10.0013 | 0 | 0 | 252.9898 | 0.039532 | 8 | Residential_2027_SC A_MW_After Competition Groups_8 | Energy Star A Line, PAR, MR Lamps | 3.953% | 0 | 10.0013 | Residential_2027_SC A_MW_After Competition Groups_Energy Star A Line, PAR, MR Lamps
Residential | Res ¦ Energy Star Air Source Heat Pump | 2027 | SC A | MW | After Competition Groups | 9.6588 | 0 | 0 | 252.9898 | 0.038179 | 9 | Residential_2027_SC A_MW_After Competition Groups_9 | Energy Star Air Source Heat Pump | 3.818% | 0 | 9.6588 | Residential_2027_SC A_MW_After Competition Groups_Energy Star Air Source Heat Pump
Residential | Res ¦ Energy Star Room Air Conditioner | 2027 | SC A | MW | After Competition Groups | 7.664 | 0 | 0 | 252.9898 | 0.030294 | 10 | Residential_2027_SC A_MW_After Competition Groups_10 | Energy Star Room Air Conditioner | 3.029% | 0 | 7.664 | Residential_2027_SC A_MW_After Competition Groups_Energy Star Room Air Conditioner
Residential | Res ¦ High Efficiency Chiller (avg of water and air cooled) | 2027 | SC A | MW | After Competition Groups | 6.0848 | 0 | 0 | 252.9898 | 0.024052 | 11 | Residential_2027_SC A_MW_After Competition Groups_11 | High Efficiency Chiller (avg of water and air cooled) | 2.405% | 0 | 6.0848 | Residential_2027_SC A_MW_After Competition Groups_High Efficiency Chiller (avg of water and air cooled)
Residential | Res ¦ Energy Star LED Bulbs General Purpose LEDs | 2027 | SC A | MW | After Competition Groups | 5.4627 | 0 | 0 | 252.9898 | 0.021593 | 12 | Residential_2027_SC A_MW_After Competition Groups_12 | Energy Star LED Bulbs General Purpose LEDs | 2.159% | 0 | 5.4627 | Residential_2027_SC A_MW_After Competition Groups_Energy Star LED Bulbs General Purpose LEDs
Residential | Res ¦ Energy Star Clothes Dryer | 2027 | SC A | MW | After Competition Groups | 4.3472 | 0 | 0 | 252.9898 | 0.017183 | 13 | Residential_2027_SC A_MW_After Competition Groups_13 | Energy Star Clothes Dryer | 1.718% | 0 | 4.3472 | Residential_2027_SC A_MW_After Competition Groups_Energy Star Clothes Dryer
Residential | Res ¦ Occupancy Sensors MF | 2027 | SC A | MW | After Competition Groups | 3.7916 | 0 | 0 | 252.9898 | 0.014987 | 14 | Residential_2027_SC A_MW_After Competition Groups_14 | Occupancy Sensors MF | 1.499% | 0 | 3.7916 | Residential_2027_SC A_MW_After Competition Groups_Occupancy Sensors MF
Residential | Res ¦ Energy Star Torchiere | 2027 | SC A | MW | After Competition Groups | 3.775 | 0 | 0 | 252.9898 | 0.014922 | 15 | Residential_2027_SC A_MW_After Competition Groups_15 | Energy Star Torchiere | 1.492% | 0 | 3.775 | Residential_2027_SC A_MW_After Competition Groups_Energy Star Torchiere
Residential | Res ¦ Attic Insulation | 2027 | SC A | MW | After Competition Groups | 3.771 | 0 | 0 | 252.9898 | 0.014906 | 16 | Residential_2027_SC A_MW_After Competition Groups_16 | Attic Insulation | 1.491% | 0 | 3.771 | Residential_2027_SC A_MW_After Competition Groups_Attic Insulation
Residential | Res ¦ Home Energy Reports | 2027 | SC A | MW | After Competition Groups | 2.8443 | 0 | 0 | 252.9898 | 0.011243 | 17 | Residential_2027_SC A_MW_After Competition Groups_17 | Home Energy Reports | 1.124% | 0 | 2.8443 | Residential_2027_SC A_MW_After Competition Groups_Home Energy Reports
Residential | Res ¦ LED Tube Re-Lamp | 2027 | SC A | MW | After Competition Groups | 2.7512 | 0 | 0 | 252.9898 | 0.010875 | 18 | Residential_2027_SC A_MW_After Competition Groups_18 | LED Tube Re-Lamp | 1.087% | 0 | 2.7512 | Residential_2027_SC A_MW_After Competition Groups_LED Tube Re-Lamp
Residential | Res ¦ Advanced BAS/Controllers | 2027 | SC A | MW | After Competition Groups | 2.7298 | 0 | 0 | 252.9898 | 0.01079 | 19 | Residential_2027_SC A_MW_After Competition Groups_19 | Advanced BAS/Controllers | 1.079% | 0 | 2.7298 | Residential_2027_SC A_MW_After Competition Groups_Advanced BAS/Controllers
Residential | Res ¦ Refrigerator Recycling | 2027 | SC A | MW | After Competition Groups | 2.345 | 0 | 0 | 252.9898 | 0.009269 | 20 | Residential_2027_SC A_MW_After Competition Groups_20 | Refrigerator Recycling | 0.9269% | 0 | 2.345 | Residential_2027_SC A_MW_After Competition Groups_Refrigerator Recycling
Residential | Res ¦ Minimize Hot and Warm Clothes Wash | 2027 | SC A | MW | After Competition Groups | 1.83 | 0 | 0 | 252.9898 | 0.0072334 | 21 | Residential_2027_SC A_MW_After Competition Groups_21 | Minimize Hot and Warm Clothes Wash | 0.7233% | 0 | 1.83 | Residential_2027_SC A_MW_After Competition Groups_Minimize Hot and Warm Clothes Wash
Residential | Res ¦ ENERGY STAR LED LAMPS (REFLECTOR LAMPs/MR16/PAR 16) | 2027 | SC A | MW | After Competition Groups | 1.7401 | 0 | 0 | 252.9898 | 0.0068782 | 22 | Residential_2027_SC A_MW_After Competition Groups_22 | ENERGY STAR LED LAMPS (REFLECTOR LAMPs/MR16/PAR 16) | 0.6878% | 0 | 1.7401 | Residential_2027_SC A_MW_After Competition Groups_ENERGY STAR LED LAMPS (REFLECTOR LAMPs/MR16/PAR 16)
Residential | Res ¦ Energy Star Light Fixture | 2027 | SC A | MW | After Competition Groups | 1.6144 | 0 | 0 | 252.9898 | 0.0063812 | 23 | Residential_2027_SC A_MW_After Competition Groups_23 | Energy Star Light Fixture | 0.6381% | 0 | 1.6144 | Residential_2027_SC A_MW_After Competition Groups_Energy Star Light Fixture
Residential | Res ¦ Outside Air Economizer | 2027 | SC A | MW | After Competition Groups | 1.5181 | 0 | 0 | 252.9898 | 0.0060007 | 24 | Residential_2027_SC A_MW_After Competition Groups_24 | Outside Air Economizer | 0.6001% | 0 | 1.5181 | Residential_2027_SC A_MW_After Competition Groups_Outside Air Economizer
Residential | Res ¦ Energy Star Freezer | 2027 | SC A | MW | After Competition Groups | 1.4126 | 0 | 0 | 252.9898 | 0.0055837 | 25 | Residential_2027_SC A_MW_After Competition Groups_25 | Energy Star Freezer | 0.5584% | 0 | 1.4126 | Residential_2027_SC A_MW_After Competition Groups_Energy Star Freezer
Residential | Res ¦ Air Sealing | 2027 | SC A | MW | After Competition Groups | 1.3602 | 0 | 0 | 252.9898 | 0.0053763 | 26 | Residential_2027_SC A_MW_After Competition Groups_26 | Air Sealing | 0.5376% | 0 | 1.3602 | Residential_2027_SC A_MW_After Competition Groups_Air Sealing
Residential | Res ¦ Furnace Whistle | 2027 | SC A | MW | After Competition Groups | 0.71119 | 0 | 0 | 252.9898 | 0.0028111 | 27 | Residential_2027_SC A_MW_After Competition Groups_27 | Furnace Whistle | 0.2811% | 0 | 0.71119 | Residential_2027_SC A_MW_After Competition Groups_Furnace Whistle
Residential | Res ¦ LED Parking Lot Fixture | 2027 | SC A | MW | After Competition Groups | 0.68475 | 0 | 0 | 252.9898 | 0.0027066 | 28 | Residential_2027_SC A_MW_After Competition Groups_28 | LED Parking Lot Fixture | 0.2707% | 0 | 0.68475 | Residential_2027_SC A_MW_After Competition Groups_LED Parking Lot Fixture
Residential | Res ¦ Variable Frequency Drive (VFD) | 2027 | SC A | MW | After Competition Groups | 0.58616 | 0 | 0 | 252.9898 | 0.0023169 | 29 | Residential_2027_SC A_MW_After Competition Groups_29 | Variable Frequency Drive (VFD) | 0.2317% | 0 | 0.58616 | Residential_2027_SC A_MW_After Competition Groups_Variable Frequency Drive (VFD)
Residential | Res ¦ Comprehensive Draft Proofing | 2027 | SC A | MW | After Competition Groups | 0.57502 | 0 | 0 | 252.9898 | 0.0022729 | 30 | Residential_2027_SC A_MW_After Competition Groups_30 | Comprehensive Draft Proofing | 0.2273% | 0 | 0.57502 | Residential_2027_SC A_MW_After Competition Groups_Comprehensive Draft Proofing
Residential | Res ¦ CO Sensors for parking garage exhaust fans | 2027 | SC A | MW | After Competition Groups | 0.45395 | 0 | 0 | 252.9898 | 0.0017944 | 31 | Residential_2027_SC A_MW_After Competition Groups_31 | CO Sensors for parking garage exhaust fans | 0.1794% | 0 | 0.45395 | Residential_2027_SC A_MW_After Competition Groups_CO Sensors for parking garage exhaust fans
Residential | Res ¦ Energy Star Dehumidifier | 2027 | SC A | MW | After Competition Groups | 0.40123 | 0 | 0 | 252.9898 | 0.0015859 | 32 | Residential_2027_SC A_MW_After Competition Groups_32 | Energy Star Dehumidifier | 0.1586% | 0 | 0.40123 | Residential_2027_SC A_MW_After Competition Groups_Energy Star Dehumidifier
Residential | Res ¦ ENERGY STAR LED Lamps (General Service Lamps) | 2027 | SC A | MW | After Competition Groups | 0.39577 | 0 | 0 | 252.9898 | 0.0015644 | 33 | Residential_2027_SC A_MW_After Competition Groups_33 | ENERGY STAR LED Lamps (General Service Lamps) | 0.1564% | 0 | 0.39577 | Residential_2027_SC A_MW_After Competition Groups_ENERGY STAR LED Lamps (General Service Lamps)
Residential | Res ¦ Demand Control Ventilation | 2027 | SC A | MW | After Competition Groups | 0.39354 | 0 | 0 | 252.9898 | 0.0015556 | 34 | Residential_2027_SC A_MW_After Competition Groups_34 | Demand Control Ventilation | 0.1556% | 0 | 0.39354 | Residential_2027_SC A_MW_After Competition Groups_Demand Control Ventilation
Residential | Res ¦ Water Heater Temperature Setback | 2027 | SC A | MW | After Competition Groups | 0.36802 | 0 | 0 | 252.9898 | 0.0014547 | 35 | Residential_2027_SC A_MW_After Competition Groups_35 | Water Heater Temperature Setback | 0.1455% | 0 | 0.36802 | Residential_2027_SC A_MW_After Competition Groups_Water Heater Temperature Setback
Residential | Res ¦ LED Exterior Area Lights - LED Fixture (200W) | 2027 | SC A | MW | After Competition Groups | 0.33808 | 0 | 0 | 252.9898 | 0.0013363 | 36 | Residential_2027_SC A_MW_After Competition Groups_36 | LED Exterior Area Lights - LED Fixture (200W) | 0.1336% | 0 | 0.33808 | Residential_2027_SC A_MW_After Competition Groups_LED Exterior Area Lights - LED Fixture (200W)
Residential | Res ¦ Floor Insulation | 2027 | SC A | MW | After Competition Groups | 0.27361 | 0 | 0 | 252.9898 | 0.0010815 | 37 | Residential_2027_SC A_MW_After Competition Groups_37 | Floor Insulation | 0.1082% | 0 | 0.27361 | Residential_2027_SC A_MW_After Competition Groups_Floor Insulation
Residential | Res ¦ Clothes Drying Racks | 2027 | SC A | MW | After Competition Groups | 0.26952 | 0 | 0 | 252.9898 | 0.0010653 | 38 | Residential_2027_SC A_MW_After Competition Groups_38 | Clothes Drying Racks | 0.1065% | 0 | 0.26952 | Residential_2027_SC A_MW_After Competition Groups_Clothes Drying Racks
Residential | Res ¦ VFD on Pumps | 2027 | SC A | MW | After Competition Groups | 0.16724 | 0 | 0 | 252.9898 | 0.00066105 | 39 | Residential_2027_SC A_MW_After Competition Groups_39 | VFD on Pumps | 0.06611% | 0 | 0.16724 | Residential_2027_SC A_MW_After Competition Groups_VFD on Pumps
Residential | Res ¦ Duct Insulation | 2027 | SC A | MW | After Competition Groups | 0.16149 | 0 | 0 | 252.9898 | 0.00063832 | 40 | Residential_2027_SC A_MW_After Competition Groups_40 | Duct Insulation | 0.06383% | 0 | 0.16149 | Residential_2027_SC A_MW_After Competition Groups_Duct Insulation
Residential | Res ¦ Condensing Make Up Air Unit | 2027 | SC A | MW | After Competition Groups | 0.15536 | 0 | 0 | 252.9898 | 0.00061411 | 41 | Residential_2027_SC A_MW_After Competition Groups_41 | Condensing Make Up Air Unit | 0.06141% | 0 | 0.15536 | Residential_2027_SC A_MW_After Competition Groups_Condensing Make Up Air Unit
Residential | Res ¦ Tankless Water Heater | 2027 | SC A | MW | After Competition Groups | 0.12575 | 0 | 0 | 252.9898 | 0.00049705 | 42 | Residential_2027_SC A_MW_After Competition Groups_42 | Tankless Water Heater | 0.04971% | 0 | 0.12575 | Residential_2027_SC A_MW_After Competition Groups_Tankless Water Heater
Residential | Res ¦ ECM MOTORS FOR HVAC APPLICATION (FAN-POWERED VAV BOX) | 2027 | SC A | MW | After Competition Groups | 0.096392 | 0 | 0 | 252.9898 | 0.00038101 | 43 | Residential_2027_SC A_MW_After Competition Groups_43 | ECM MOTORS FOR HVAC APPLICATION (FAN-POWERED VAV BOX) | 0.0381% | 0 | 0.096392 | Residential_2027_SC A_MW_After Competition Groups_ECM MOTORS FOR HVAC APPLICATION (FAN-POWERED VAV BOX)
Residential | Res ¦ Duct Insulation MF | 2027 | SC A | MW | After Competition Groups | 0.095546 | 0 | 0 | 252.9898 | 0.00037767 | 44 | Residential_2027_SC A_MW_After Competition Groups_44 | Duct Insulation MF | 0.03777% | 0 | 0.095546 | Residential_2027_SC A_MW_After Competition Groups_Duct Insulation MF
Residential | Res ¦ Heat Recovery Ventilator | 2027 | SC A | MW | After Competition Groups | 0.070491 | 0 | 0 | 252.9898 | 0.00027863 | 45 | Residential_2027_SC A_MW_After Competition Groups_45 | Heat Recovery Ventilator | 0.02786% | 0 | 0.070491 | Residential_2027_SC A_MW_After Competition Groups_Heat Recovery Ventilator
Residential | Res ¦ Chilled Water Optimization | 2027 | SC A | MW | After Competition Groups | 0.064756 | 0 | 0 | 252.9898 | 0.00025596 | 46 | Residential_2027_SC A_MW_After Competition Groups_46 | Chilled Water Optimization | 0.0256% | 0 | 0.064756 | Residential_2027_SC A_MW_After Competition Groups_Chilled Water Optimization
Residential | Res ¦ Beverage Vending Machine Controls | 2027 | SC A | MW | After Competition Groups | 0.052479 | 0 | 0 | 252.9898 | 0.00020743 | 47 | Residential_2027_SC A_MW_After Competition Groups_47 | Beverage Vending Machine Controls | 0.02074% | 0 | 0.052479 | Residential_2027_SC A_MW_After Competition Groups_Beverage Vending Machine Controls
Residential | Res ¦ LED High Bay Fixture | 2027 | SC A | MW | After Competition Groups | 0.0087689 | 0 | 0 | 252.9898 | 3.4661e-05 | 48 | Residential_2027_SC A_MW_After Competition Groups_48 | LED High Bay Fixture | 0.003466% | 0 | 0.0087689 | Residential_2027_SC A_MW_After Competition Groups_LED High Bay Fixture
Residential | Res ¦ Wall Insulation MF | 2027 | SC A | MW | After Competition Groups | 0.001915 | 0 | 0 | 252.9898 | 7.5694e-06 | 49 | Residential_2027_SC A_MW_After Competition Groups_49 | Wall Insulation MF | 0.0007569% | 0 | 0.001915 | Residential_2027_SC A_MW_After Competition Groups_Wall Insulation MF
Residential | Res ¦ Wall Insulation | 2027 | SC A | MW | After Competition Groups | 0.0014025 | 0 | 0 | 252.9898 | 5.5436e-06 | 50 | Residential_2027_SC A_MW_After Competition Groups_50 | Wall Insulation | 0.0005544% | 0 | 0.0014025 | Residential_2027_SC A_MW_After Competition Groups_Wall Insulation
Residential | Res ¦ Freezer Recycling | 2027 | SC A | MW | After Competition Groups | 0.00019215 | 0 | 0 | 252.9898 | 7.5953e-07 | 51 | Residential_2027_SC A_MW_After Competition Groups_51 | Freezer Recycling | 7.595e-05% | 0 | 0.00019215 | Residential_2027_SC A_MW_After Competition Groups_Freezer Recycling
Residential | Res ¦ LED Downlight | 2027 | SC A | MW | After Competition Groups | 0 | 0 | 0 | 252.9898 | 0 | 52 | Residential_2027_SC A_MW_After Competition Groups_52 | LED Downlight | 0% | 0 | 0 | Residential_2027_SC A_MW_After Competition Groups_LED Downlight
Residential | Res ¦ Smart Burners | 2027 | SC A | MW | After Competition Groups | 0 | 0 | 0 | 252.9898 | 0 | 53 | Residential_2027_SC A_MW_After Competition Groups_53 | Smart Burners | 0% | 0 | 0 | Residential_2027_SC A_MW_After Competition Groups_Smart Burners
Residential | Res ¦ Smart Power Bar | 2027 | SC A | MW | After Competition Groups | 0 | 0 | 0 | 252.9898 | 0 | 54 | Residential_2027_SC A_MW_After Competition Groups_54 | Smart Power Bar | 0% | 0 | 0 | Residential_2027_SC A_MW_After Competition Groups_Smart Power Bar
Residential | Res ¦ Building Recommissioning, Operations and Maintenance (O&M) Improvements | 2027 | SC B | MW | After Competition Groups | 64.9752 | 0 | 0 | 458.1133 | 0.14183 | 1 | Residential_2027_SC B_MW_After Competition Groups_1 | Building Recommissioning, Operations and Maintenance (O&M) Improvements | 14.18% | 0 | 64.9752 | Residential_2027_SC B_MW_After Competition Groups_Building Recommissioning, Operations and Maintenance (O&M) Improvements
Residential | Res ¦ Ductless Mini-Split Heat Pump | 2027 | SC B | MW | After Competition Groups | 61.3934 | 0 | 0 | 458.1133 | 0.13401 | 2 | Residential_2027_SC B_MW_After Competition Groups_2 | Ductless Mini-Split Heat Pump | 13.4% | 0 | 61.3934 | Residential_2027_SC B_MW_After Competition Groups_Ductless Mini-Split Heat Pump
Residential | Res ¦ Variable Speed Pool Pump Motor | 2027 | SC B | MW | After Competition Groups | 46.408 | 0 | 0 | 458.1133 | 0.1013 | 3 | Residential_2027_SC B_MW_After Competition Groups_3 | Variable Speed Pool Pump Motor | 10.13% | 0 | 46.408 | Residential_2027_SC B_MW_After Competition Groups_Variable Speed Pool Pump Motor
Residential | Res ¦ Energy Star Clothes Washer | 2027 | SC B | MW | After Competition Groups | 46.0077 | 0 | 0 | 458.1133 | 0.10043 | 4 | Residential_2027_SC B_MW_After Competition Groups_4 | Energy Star Clothes Washer | 10.04% | 0 | 46.0077 | Residential_2027_SC B_MW_After Competition Groups_Energy Star Clothes Washer
Residential | Res ¦ Adaptive Thermostat | 2027 | SC B | MW | After Competition Groups | 41.5853 | 0 | 0 | 458.1133 | 0.090775 | 5 | Residential_2027_SC B_MW_After Competition Groups_5 | Adaptive Thermostat | 9.078% | 0 | 41.5853 | Residential_2027_SC B_MW_After Competition Groups_Adaptive Thermostat
Residential | Res ¦ Energy Star Air Source Heat Pump | 2027 | SC B | MW | After Competition Groups | 15.6417 | 0 | 0 | 458.1133 | 0.034144 | 6 | Residential_2027_SC B_MW_After Competition Groups_6 | Energy Star Air Source Heat Pump | 3.414% | 0 | 15.6417 | Residential_2027_SC B_MW_After Competition Groups_Energy Star Air Source Heat Pump
Residential | Res ¦ Energy Star Room Air Conditioner | 2027 | SC B | MW | After Competition Groups | 15.4964 | 0 | 0 | 458.1133 | 0.033827 | 7 | Residential_2027_SC B_MW_After Competition Groups_7 | Energy Star Room Air Conditioner | 3.383% | 0 | 15.4964 | Residential_2027_SC B_MW_After Competition Groups_Energy Star Room Air Conditioner
Residential | Res ¦ Energy Star LED Bulbs General Purpose LEDs | 2027 | SC B | MW | After Competition Groups | 14.8966 | 0 | 0 | 458.1133 | 0.032517 | 8 | Residential_2027_SC B_MW_After Competition Groups_8 | Energy Star LED Bulbs General Purpose LEDs | 3.252% | 0 | 14.8966 | Residential_2027_SC B_MW_After Competition Groups_Energy Star LED Bulbs General Purpose LEDs
Residential | Res ¦ Energy Star A Line, PAR, MR Lamps | 2027 | SC B | MW | After Competition Groups | 14.6884 | 0 | 0 | 458.1133 | 0.032063 | 9 | Residential_2027_SC B_MW_After Competition Groups_9 | Energy Star A Line, PAR, MR Lamps | 3.206% | 0 | 14.6884 | Residential_2027_SC B_MW_After Competition Groups_Energy Star A Line, PAR, MR Lamps
Residential | Res ¦ Energy Star LED Specialty Bulbs | 2027 | SC B | MW | After Competition Groups | 13.5204 | 0 | 0 | 458.1133 | 0.029513 | 10 | Residential_2027_SC B_MW_After Competition Groups_10 | Energy Star LED Specialty Bulbs | 2.951% | 0 | 13.5204 | Residential_2027_SC B_MW_After Competition Groups_Energy Star LED Specialty Bulbs
Residential | Res ¦ Basement Wall Insulation | 2027 | SC B | MW | After Competition Groups | 11.4762 | 0 | 0 | 458.1133 | 0.025051 | 11 | Residential_2027_SC B_MW_After Competition Groups_11 | Basement Wall Insulation | 2.505% | 0 | 11.4762 | Residential_2027_SC B_MW_After Competition Groups_Basement Wall Insulation
Residential | Res ¦ Advanced BAS/Controllers | 2027 | SC B | MW | After Competition Groups | 9.5089 | 0 | 0 | 458.1133 | 0.020757 | 12 | Residential_2027_SC B_MW_After Competition Groups_12 | Advanced BAS/Controllers | 2.076% | 0 | 9.5089 | Residential_2027_SC B_MW_After Competition Groups_Advanced BAS/Controllers
Residential | Res ¦ Attic Insulation | 2027 | SC B | MW | After Competition Groups | 8.8516 | 0 | 0 | 458.1133 | 0.019322 | 13 | Residential_2027_SC B_MW_After Competition Groups_13 | Attic Insulation | 1.932% | 0 | 8.8516 | Residential_2027_SC B_MW_After Competition Groups_Attic Insulation
Residential | Res ¦ Clothes Drying Racks | 2027 | SC B | MW | After Competition Groups | 8.7967 | 0 | 0 | 458.1133 | 0.019202 | 14 | Residential_2027_SC B_MW_After Competition Groups_14 | Clothes Drying Racks | 1.92% | 0 | 8.7967 | Residential_2027_SC B_MW_After Competition Groups_Clothes Drying Racks
Residential | Res ¦ Occupancy Sensors MF | 2027 | SC B | MW | After Competition Groups | 8.6912 | 0 | 0 | 458.1133 | 0.018972 | 15 | Residential_2027_SC B_MW_After Competition Groups_15 | Occupancy Sensors MF | 1.897% | 0 | 8.6912 | Residential_2027_SC B_MW_After Competition Groups_Occupancy Sensors MF
Residential | Res ¦ Energy Star Clothes Dryer | 2027 | SC B | MW | After Competition Groups | 8.1017 | 0 | 0 | 458.1133 | 0.017685 | 16 | Residential_2027_SC B_MW_After Competition Groups_16 | Energy Star Clothes Dryer | 1.768% | 0 | 8.1017 | Residential_2027_SC B_MW_After Competition Groups_Energy Star Clothes Dryer
Residential | Res ¦ Refrigerator Recycling | 2027 | SC B | MW | After Competition Groups | 7.4571 | 0 | 0 | 458.1133 | 0.016278 | 17 | Residential_2027_SC B_MW_After Competition Groups_17 | Refrigerator Recycling | 1.628% | 0 | 7.4571 | Residential_2027_SC B_MW_After Competition Groups_Refrigerator Recycling
Residential | Res ¦ Freezer Recycling | 2027 | SC B | MW | After Competition Groups | 6.9319 | 0 | 0 | 458.1133 | 0.015132 | 18 | Residential_2027_SC B_MW_After Competition Groups_18 | Freezer Recycling | 1.513% | 0 | 6.9319 | Residential_2027_SC B_MW_After Competition Groups_Freezer Recycling
Residential | Res ¦ High Efficiency Chiller (avg of water and air cooled) | 2027 | SC B | MW | After Competition Groups | 6.278 | 0 | 0 | 458.1133 | 0.013704 | 19 | Residential_2027_SC B_MW_After Competition Groups_19 | High Efficiency Chiller (avg of water and air cooled) | 1.37% | 0 | 6.278 | Residential_2027_SC B_MW_After Competition Groups_High Efficiency Chiller (avg of water and air cooled)
Residential | Res ¦ Energy Star Torchiere | 2027 | SC B | MW | After Competition Groups | 5.7916 | 0 | 0 | 458.1133 | 0.012642 | 20 | Residential_2027_SC B_MW_After Competition Groups_20 | Energy Star Torchiere | 1.264% | 0 | 5.7916 | Residential_2027_SC B_MW_After Competition Groups_Energy Star Torchiere
Residential | Res ¦ Energy Star Dehumidifier | 2027 | SC B | MW | After Competition Groups | 4.3144 | 0 | 0 | 458.1133 | 0.0094178 | 21 | Residential_2027_SC B_MW_After Competition Groups_21 | Energy Star Dehumidifier | 0.9418% | 0 | 4.3144 | Residential_2027_SC B_MW_After Competition Groups_Energy Star Dehumidifier
Residential | Res ¦ Energy Star Freezer | 2027 | SC B | MW | After Competition Groups | 3.3011 | 0 | 0 | 458.1133 | 0.0072059 | 22 | Residential_2027_SC B_MW_After Competition Groups_22 | Energy Star Freezer | 0.7206% | 0 | 3.3011 | Residential_2027_SC B_MW_After Competition Groups_Energy Star Freezer
Residential | Res ¦ Home Energy Reports | 2027 | SC B | MW | After Competition Groups | 2.8443 | 0 | 0 | 458.1133 | 0.0062088 | 23 | Residential_2027_SC B_MW_After Competition Groups_23 | Home Energy Reports | 0.6209% | 0 | 2.8443 | Residential_2027_SC B_MW_After Competition Groups_Home Energy Reports
Residential | Res ¦ LED Tube Re-Lamp | 2027 | SC B | MW | After Competition Groups | 2.7512 | 0 | 0 | 458.1133 | 0.0060056 | 24 | Residential_2027_SC B_MW_After Competition Groups_24 | LED Tube Re-Lamp | 0.6006% | 0 | 2.7512 | Residential_2027_SC B_MW_After Competition Groups_LED Tube Re-Lamp
Residential | Res ¦ Outside Air Economizer | 2027 | SC B | MW | After Competition Groups | 2.5123 | 0 | 0 | 458.1133 | 0.005484 | 25 | Residential_2027_SC B_MW_After Competition Groups_25 | Outside Air Economizer | 0.5484% | 0 | 2.5123 | Residential_2027_SC B_MW_After Competition Groups_Outside Air Economizer
Residential | Res ¦ Air Sealing | 2027 | SC B | MW | After Competition Groups | 2.441 | 0 | 0 | 458.1133 | 0.0053283 | 26 | Residential_2027_SC B_MW_After Competition Groups_26 | Air Sealing | 0.5328% | 0 | 2.441 | Residential_2027_SC B_MW_After Competition Groups_Air Sealing
Residential | Res ¦ Energy Star Light Fixture | 2027 | SC B | MW | After Competition Groups | 2.3204 | 0 | 0 | 458.1133 | 0.0050651 | 27 | Residential_2027_SC B_MW_After Competition Groups_27 | Energy Star Light Fixture | 0.5065% | 0 | 2.3204 | Residential_2027_SC B_MW_After Competition Groups_Energy Star Light Fixture
Residential | Res ¦ Floor Insulation | 2027 | SC B | MW | After Competition Groups | 2.3189 | 0 | 0 | 458.1133 | 0.0050619 | 28 | Residential_2027_SC B_MW_After Competition Groups_28 | Floor Insulation | 0.5062% | 0 | 2.3189 | Residential_2027_SC B_MW_After Competition Groups_Floor Insulation
Residential | Res ¦ Duct Insulation | 2027 | SC B | MW | After Competition Groups | 2.0469 | 0 | 0 | 458.1133 | 0.0044681 | 29 | Residential_2027_SC B_MW_After Competition Groups_29 | Duct Insulation | 0.4468% | 0 | 2.0469 | Residential_2027_SC B_MW_After Competition Groups_Duct Insulation
Residential | Res ¦ Minimize Hot and Warm Clothes Wash | 2027 | SC B | MW | After Competition Groups | 1.83 | 0 | 0 | 458.1133 | 0.0039946 | 30 | Residential_2027_SC B_MW_After Competition Groups_30 | Minimize Hot and Warm Clothes Wash | 0.3995% | 0 | 1.83 | Residential_2027_SC B_MW_After Competition Groups_Minimize Hot and Warm Clothes Wash
Residential | Res ¦ ENERGY STAR LED LAMPS (REFLECTOR LAMPs/MR16/PAR 16) | 2027 | SC B | MW | After Competition Groups | 1.7401 | 0 | 0 | 458.1133 | 0.0037984 | 31 | Residential_2027_SC B_MW_After Competition Groups_31 | ENERGY STAR LED LAMPS (REFLECTOR LAMPs/MR16/PAR 16) | 0.3798% | 0 | 1.7401 | Residential_2027_SC B_MW_After Competition Groups_ENERGY STAR LED LAMPS (REFLECTOR LAMPs/MR16/PAR 16)
Residential | Res ¦ Demand Control Ventilation | 2027 | SC B | MW | After Competition Groups | 1.6711 | 0 | 0 | 458.1133 | 0.0036477 | 32 | Residential_2027_SC B_MW_After Competition Groups_32 | Demand Control Ventilation | 0.3648% | 0 | 1.6711 | Residential_2027_SC B_MW_After Competition Groups_Demand Control Ventilation
Residential | Res ¦ Furnace Whistle | 2027 | SC B | MW | After Competition Groups | 1.6061 | 0 | 0 | 458.1133 | 0.0035059 | 33 | Residential_2027_SC B_MW_After Competition Groups_33 | Furnace Whistle | 0.3506% | 0 | 1.6061 | Residential_2027_SC B_MW_After Competition Groups_Furnace Whistle
Residential | Res ¦ Comprehensive Draft Proofing | 2027 | SC B | MW | After Competition Groups | 1.3648 | 0 | 0 | 458.1133 | 0.0029791 | 34 | Residential_2027_SC B_MW_After Competition Groups_34 | Comprehensive Draft Proofing | 0.2979% | 0 | 1.3648 | Residential_2027_SC B_MW_After Competition Groups_Comprehensive Draft Proofing
Residential | Res ¦ Variable Frequency Drive (VFD) | 2027 | SC B | MW | After Competition Groups | 1.3237 | 0 | 0 | 458.1133 | 0.0028894 | 35 | Residential_2027_SC B_MW_After Competition Groups_35 | Variable Frequency Drive (VFD) | 0.2889% | 0 | 1.3237 | Residential_2027_SC B_MW_After Competition Groups_Variable Frequency Drive (VFD)
Residential | Res ¦ CO Sensors for parking garage exhaust fans | 2027 | SC B | MW | After Competition Groups | 1.2976 | 0 | 0 | 458.1133 | 0.0028326 | 36 | Residential_2027_SC B_MW_After Competition Groups_36 | CO Sensors for parking garage exhaust fans | 0.2833% | 0 | 1.2976 | Residential_2027_SC B_MW_After Competition Groups_CO Sensors for parking garage exhaust fans
Residential | Res ¦ Duct Insulation MF | 2027 | SC B | MW | After Competition Groups | 0.89427 | 0 | 0 | 458.1133 | 0.0019521 | 37 | Residential_2027_SC B_MW_After Competition Groups_37 | Duct Insulation MF | 0.1952% | 0 | 0.89427 | Residential_2027_SC B_MW_After Competition Groups_Duct Insulation MF
Residential | Res ¦ Water Heater Temperature Setback | 2027 | SC B | MW | After Competition Groups | 0.83718 | 0 | 0 | 458.1133 | 0.0018275 | 38 | Residential_2027_SC B_MW_After Competition Groups_38 | Water Heater Temperature Setback | 0.1827% | 0 | 0.83718 | Residential_2027_SC B_MW_After Competition Groups_Water Heater Temperature Setback
Residential | Res ¦ Heat Recovery Ventilator | 2027 | SC B | MW | After Competition Groups | 0.80509 | 0 | 0 | 458.1133 | 0.0017574 | 39 | Residential_2027_SC B_MW_After Competition Groups_39 | Heat Recovery Ventilator | 0.1757% | 0 | 0.80509 | Residential_2027_SC B_MW_After Competition Groups_Heat Recovery Ventilator
Residential | Res ¦ LED Parking Lot Fixture | 2027 | SC B | MW | After Competition Groups | 0.76496 | 0 | 0 | 458.1133 | 0.0016698 | 40 | Residential_2027_SC B_MW_After Competition Groups_40 | LED Parking Lot Fixture | 0.167% | 0 | 0.76496 | Residential_2027_SC B_MW_After Competition Groups_LED Parking Lot Fixture
Residential | Res ¦ Condensing Make Up Air Unit | 2027 | SC B | MW | After Competition Groups | 0.62844 | 0 | 0 | 458.1133 | 0.0013718 | 41 | Residential_2027_SC B_MW_After Competition Groups_41 | Condensing Make Up Air Unit | 0.1372% | 0 | 0.62844 | Residential_2027_SC B_MW_After Competition Groups_Condensing Make Up Air Unit
Residential | Res ¦ VFD on Pumps | 2027 | SC B | MW | After Competition Groups | 0.40704 | 0 | 0 | 458.1133 | 0.00088851 | 42 | Residential_2027_SC B_MW_After Competition Groups_42 | VFD on Pumps | 0.08885% | 0 | 0.40704 | Residential_2027_SC B_MW_After Competition Groups_VFD on Pumps
Residential | Res ¦ ENERGY STAR LED Lamps (General Service Lamps) | 2027 | SC B | MW | After Competition Groups | 0.39577 | 0 | 0 | 458.1133 | 0.00086392 | 43 | Residential_2027_SC B_MW_After Competition Groups_43 | ENERGY STAR LED Lamps (General Service Lamps) | 0.08639% | 0 | 0.39577 | Residential_2027_SC B_MW_After Competition Groups_ENERGY STAR LED Lamps (General Service Lamps)
Residential | Res ¦ Tankless Water Heater | 2027 | SC B | MW | After Competition Groups | 0.37392 | 0 | 0 | 458.1133 | 0.00081622 | 44 | Residential_2027_SC B_MW_After Competition Groups_44 | Tankless Water Heater | 0.08162% | 0 | 0.37392 | Residential_2027_SC B_MW_After Competition Groups_Tankless Water Heater
Residential | Res ¦ LED Exterior Area Lights - LED Fixture (200W) | 2027 | SC B | MW | After Competition Groups | 0.33808 | 0 | 0 | 458.1133 | 0.00073799 | 45 | Residential_2027_SC B_MW_After Competition Groups_45 | LED Exterior Area Lights - LED Fixture (200W) | 0.0738% | 0 | 0.33808 | Residential_2027_SC B_MW_After Competition Groups_LED Exterior Area Lights - LED Fixture (200W)
Residential | Res ¦ ECM MOTORS FOR HVAC APPLICATION (FAN-POWERED VAV BOX) | 2027 | SC B | MW | After Competition Groups | 0.21051 | 0 | 0 | 458.1133 | 0.00045952 | 46 | Residential_2027_SC B_MW_After Competition Groups_46 | ECM MOTORS FOR HVAC APPLICATION (FAN-POWERED VAV BOX) | 0.04595% | 0 | 0.21051 | Residential_2027_SC B_MW_After Competition Groups_ECM MOTORS FOR HVAC APPLICATION (FAN-POWERED VAV BOX)
Residential | Res ¦ Beverage Vending Machine Controls | 2027 | SC B | MW | After Competition Groups | 0.13046 | 0 | 0 | 458.1133 | 0.00028477 | 47 | Residential_2027_SC B_MW_After Competition Groups_47 | Beverage Vending Machine Controls | 0.02848% | 0 | 0.13046 | Residential_2027_SC B_MW_After Competition Groups_Beverage Vending Machine Controls
Residential | Res ¦ Chilled Water Optimization | 2027 | SC B | MW | After Competition Groups | 0.090991 | 0 | 0 | 458.1133 | 0.00019862 | 48 | Residential_2027_SC B_MW_After Competition Groups_48 | Chilled Water Optimization | 0.01986% | 0 | 0.090991 | Residential_2027_SC B_MW_After Competition Groups_Chilled Water Optimization
Residential | Res ¦ Wall Insulation | 2027 | SC B | MW | After Competition Groups | 0.03333 | 0 | 0 | 458.1133 | 7.2755e-05 | 49 | Residential_2027_SC B_MW_After Competition Groups_49 | Wall Insulation | 0.007275% | 0 | 0.03333 | Residential_2027_SC B_MW_After Competition Groups_Wall Insulation
Residential | Res ¦ LED High Bay Fixture | 2027 | SC B | MW | After Competition Groups | 0.019212 | 0 | 0 | 458.1133 | 4.1938e-05 | 50 | Residential_2027_SC B_MW_After Competition Groups_50 | LED High Bay Fixture | 0.004194% | 0 | 0.019212 | Residential_2027_SC B_MW_After Competition Groups_LED High Bay Fixture
Residential | Res ¦ Wall Insulation MF | 2027 | SC B | MW | After Competition Groups | 0.0020215 | 0 | 0 | 458.1133 | 4.4128e-06 | 51 | Residential_2027_SC B_MW_After Competition Groups_51 | Wall Insulation MF | 0.0004413% | 0 | 0.0020215 | Residential_2027_SC B_MW_After Competition Groups_Wall Insulation MF
Residential | Res ¦ LED Downlight | 2027 | SC B | MW | After Competition Groups | 0 | 0 | 0 | 458.1133 | 0 | 52 | Residential_2027_SC B_MW_After Competition Groups_52 | LED Downlight | 0% | 0 | 0 | Residential_2027_SC B_MW_After Competition Groups_LED Downlight
Residential | Res ¦ Smart Burners | 2027 | SC B | MW | After Competition Groups | 0 | 0 | 0 | 458.1133 | 0 | 53 | Residential_2027_SC B_MW_After Competition Groups_53 | Smart Burners | 0% | 0 | 0 | Residential_2027_SC B_MW_After Competition Groups_Smart Burners
Residential | Res ¦ Smart Power Bar | 2027 | SC B | MW | After Competition Groups | 0 | 0 | 0 | 458.1133 | 0 | 54 | Residential_2027_SC B_MW_After Competition Groups_54 | Smart Power Bar | 0% | 0 | 0 | Residential_2027_SC B_MW_After Competition Groups_Smart Power Bar
Residential | Res ¦ Ductless Mini-Split Heat Pump | 2027 | SC C | MW | After Competition Groups | 46.5731 | 0 | 0 | 306.0681 | 0.15217 | 1 | Residential_2027_SC C_MW_After Competition Groups_1 | Ductless Mini-Split Heat Pump | 15.22% | 0 | 46.5731 | Residential_2027_SC C_MW_After Competition Groups_Ductless Mini-Split Heat Pump
Residential | Res ¦ Energy Star Clothes Washer | 2027 | SC C | MW | After Competition Groups | 40.2688 | 0 | 0 | 306.0681 | 0.13157 | 2 | Residential_2027_SC C_MW_After Competition Groups_2 | Energy Star Clothes Washer | 13.16% | 0 | 40.2688 | Residential_2027_SC C_MW_After Competition Groups_Energy Star Clothes Washer
Residential | Res ¦ Adaptive Thermostat | 2027 | SC C | MW | After Competition Groups | 28.9107 | 0 | 0 | 306.0681 | 0.094458 | 3 | Residential_2027_SC C_MW_After Competition Groups_3 | Adaptive Thermostat | 9.446% | 0 | 28.9107 | Residential_2027_SC C_MW_After Competition Groups_Adaptive Thermostat
Residential | Res ¦ Building Recommissioning, Operations and Maintenance (O&M) Improvements | 2027 | SC C | MW | After Competition Groups | 28.772 | 0 | 0 | 306.0681 | 0.094005 | 4 | Residential_2027_SC C_MW_After Competition Groups_4 | Building Recommissioning, Operations and Maintenance (O&M) Improvements | 9.401% | 0 | 28.772 | Residential_2027_SC C_MW_After Competition Groups_Building Recommissioning, Operations and Maintenance (O&M) Improvements
Residential | Res ¦ Energy Star LED Specialty Bulbs | 2027 | SC C | MW | After Competition Groups | 25.1085 | 0 | 0 | 306.0681 | 0.082036 | 5 | Residential_2027_SC C_MW_After Competition Groups_5 | Energy Star LED Specialty Bulbs | 8.204% | 0 | 25.1085 | Residential_2027_SC C_MW_After Competition Groups_Energy Star LED Specialty Bulbs
Residential | Res ¦ Variable Speed Pool Pump Motor | 2027 | SC C | MW | After Competition Groups | 20.5516 | 0 | 0 | 306.0681 | 0.067147 | 6 | Residential_2027_SC C_MW_After Competition Groups_6 | Variable Speed Pool Pump Motor | 6.715% | 0 | 20.5516 | Residential_2027_SC C_MW_After Competition Groups_Variable Speed Pool Pump Motor
Residential | Res ¦ Energy Star Room Air Conditioner | 2027 | SC C | MW | After Competition Groups | 12.2676 | 0 | 0 | 306.0681 | 0.040081 | 7 | Residential_2027_SC C_MW_After Competition Groups_7 | Energy Star Room Air Conditioner | 4.008% | 0 | 12.2676 | Residential_2027_SC C_MW_After Competition Groups_Energy Star Room Air Conditioner
Residential | Res ¦ Basement Wall Insulation | 2027 | SC C | MW | After Competition Groups | 11.4779 | 0 | 0 | 306.0681 | 0.037501 | 8 | Residential_2027_SC C_MW_After Competition Groups_8 | Basement Wall Insulation | 3.75% | 0 | 11.4779 | Residential_2027_SC C_MW_After Competition Groups_Basement Wall Insulation
Residential | Res ¦ Energy Star A Line, PAR, MR Lamps | 2027 | SC C | MW | After Competition Groups | 10.0013 | 0 | 0 | 306.0681 | 0.032677 | 9 | Residential_2027_SC C_MW_After Competition Groups_9 | Energy Star A Line, PAR, MR Lamps | 3.268% | 0 | 10.0013 | Residential_2027_SC C_MW_After Competition Groups_Energy Star A Line, PAR, MR Lamps
Residential | Res ¦ Energy Star Air Source Heat Pump | 2027 | SC C | MW | After Competition Groups | 9.6588 | 0 | 0 | 306.0681 | 0.031558 | 10 | Residential_2027_SC C_MW_After Competition Groups_10 | Energy Star Air Source Heat Pump | 3.156% | 0 | 9.6588 | Residential_2027_SC C_MW_After Competition Groups_Energy Star Air Source Heat Pump
Residential | Res ¦ Attic Insulation | 2027 | SC C | MW | After Competition Groups | 8.6541 | 0 | 0 | 306.0681 | 0.028275 | 11 | Residential_2027_SC C_MW_After Competition Groups_11 | Attic Insulation | 2.827% | 0 | 8.6541 | Residential_2027_SC C_MW_After Competition Groups_Attic Insulation
Residential | Res ¦ Energy Star Clothes Dryer | 2027 | SC C | MW | After Competition Groups | 8.1042 | 0 | 0 | 306.0681 | 0.026478 | 12 | Residential_2027_SC C_MW_After Competition Groups_12 | Energy Star Clothes Dryer | 2.648% | 0 | 8.1042 | Residential_2027_SC C_MW_After Competition Groups_Energy Star Clothes Dryer
Residential | Res ¦ High Efficiency Chiller (avg of water and air cooled) | 2027 | SC C | MW | After Competition Groups | 6.0848 | 0 | 0 | 306.0681 | 0.019881 | 13 | Residential_2027_SC C_MW_After Competition Groups_13 | High Efficiency Chiller (avg of water and air cooled) | 1.988% | 0 | 6.0848 | Residential_2027_SC C_MW_After Competition Groups_High Efficiency Chiller (avg of water and air cooled)
Residential | Res ¦ Energy Star LED Bulbs General Purpose LEDs | 2027 | SC C | MW | After Competition Groups | 5.4627 | 0 | 0 | 306.0681 | 0.017848 | 14 | Residential_2027_SC C_MW_After Competition Groups_14 | Energy Star LED Bulbs General Purpose LEDs | 1.785% | 0 | 5.4627 | Residential_2027_SC C_MW_After Competition Groups_Energy Star LED Bulbs General Purpose LEDs
Residential | Res ¦ Advanced BAS/Controllers | 2027 | SC C | MW | After Competition Groups | 4.2111 | 0 | 0 | 306.0681 | 0.013759 | 15 | Residential_2027_SC C_MW_After Competition Groups_15 | Advanced BAS/Controllers | 1.376% | 0 | 4.2111 | Residential_2027_SC C_MW_After Competition Groups_Advanced BAS/Controllers
Residential | Res ¦ Occupancy Sensors MF | 2027 | SC C | MW | After Competition Groups | 3.7916 | 0 | 0 | 306.0681 | 0.012388 | 16 | Residential_2027_SC C_MW_After Competition Groups_16 | Occupancy Sensors MF | 1.239% | 0 | 3.7916 | Residential_2027_SC C_MW_After Competition Groups_Occupancy Sensors MF
Residential | Res ¦ Energy Star Torchiere | 2027 | SC C | MW | After Competition Groups | 3.775 | 0 | 0 | 306.0681 | 0.012334 | 17 | Residential_2027_SC C_MW_After Competition Groups_17 | Energy Star Torchiere | 1.233% | 0 | 3.775 | Residential_2027_SC C_MW_After Competition Groups_Energy Star Torchiere
Residential | Res ¦ Refrigerator Recycling | 2027 | SC C | MW | After Competition Groups | 3.3024 | 0 | 0 | 306.0681 | 0.01079 | 18 | Residential_2027_SC C_MW_After Competition Groups_18 | Refrigerator Recycling | 1.079% | 0 | 3.3024 | Residential_2027_SC C_MW_After Competition Groups_Refrigerator Recycling
Residential | Res ¦ Home Energy Reports | 2027 | SC C | MW | After Competition Groups | 2.8443 | 0 | 0 | 306.0681 | 0.0092931 | 19 | Residential_2027_SC C_MW_After Competition Groups_19 | Home Energy Reports | 0.9293% | 0 | 2.8443 | Residential_2027_SC C_MW_After Competition Groups_Home Energy Reports
Residential | Res ¦ LED Tube Re-Lamp | 2027 | SC C | MW | After Competition Groups | 2.7512 | 0 | 0 | 306.0681 | 0.008989 | 20 | Residential_2027_SC C_MW_After Competition Groups_20 | LED Tube Re-Lamp | 0.8989% | 0 | 2.7512 | Residential_2027_SC C_MW_After Competition Groups_LED Tube Re-Lamp
Residential | Res ¦ Energy Star Freezer | 2027 | SC C | MW | After Competition Groups | 2.5342 | 0 | 0 | 306.0681 | 0.00828 | 21 | Residential_2027_SC C_MW_After Competition Groups_21 | Energy Star Freezer | 0.828% | 0 | 2.5342 | Residential_2027_SC C_MW_After Competition Groups_Energy Star Freezer
Residential | Res ¦ Air Sealing | 2027 | SC C | MW | After Competition Groups | 2.2359 | 0 | 0 | 306.0681 | 0.0073052 | 22 | Residential_2027_SC C_MW_After Competition Groups_22 | Air Sealing | 0.7305% | 0 | 2.2359 | Residential_2027_SC C_MW_After Competition Groups_Air Sealing
Residential | Res ¦ Energy Star Light Fixture | 2027 | SC C | MW | After Competition Groups | 2.1101 | 0 | 0 | 306.0681 | 0.0068943 | 23 | Residential_2027_SC C_MW_After Competition Groups_23 | Energy Star Light Fixture | 0.6894% | 0 | 2.1101 | Residential_2027_SC C_MW_After Competition Groups_Energy Star Light Fixture
Residential | Res ¦ Minimize Hot and Warm Clothes Wash | 2027 | SC C | MW | After Competition Groups | 1.83 | 0 | 0 | 306.0681 | 0.005979 | 24 | Residential_2027_SC C_MW_After Competition Groups_24 | Minimize Hot and Warm Clothes Wash | 0.5979% | 0 | 1.83 | Residential_2027_SC C_MW_After Competition Groups_Minimize Hot and Warm Clothes Wash
Residential | Res ¦ Floor Insulation | 2027 | SC C | MW | After Competition Groups | 1.8189 | 0 | 0 | 306.0681 | 0.0059427 | 25 | Residential_2027_SC C_MW_After Competition Groups_25 | Floor Insulation | 0.5943% | 0 | 1.8189 | Residential_2027_SC C_MW_After Competition Groups_Floor Insulation
Residential | Res ¦ ENERGY STAR LED LAMPS (REFLECTOR LAMPs/MR16/PAR 16) | 2027 | SC C | MW | After Competition Groups | 1.7401 | 0 | 0 | 306.0681 | 0.0056854 | 26 | Residential_2027_SC C_MW_After Competition Groups_26 | ENERGY STAR LED LAMPS (REFLECTOR LAMPs/MR16/PAR 16) | 0.5685% | 0 | 1.7401 | Residential_2027_SC C_MW_After Competition Groups_ENERGY STAR LED LAMPS (REFLECTOR LAMPs/MR16/PAR 16)
Residential | Res ¦ Energy Star Dehumidifier | 2027 | SC C | MW | After Competition Groups | 1.6947 | 0 | 0 | 306.0681 | 0.0055371 | 27 | Residential_2027_SC C_MW_After Competition Groups_27 | Energy Star Dehumidifier | 0.5537% | 0 | 1.6947 | Residential_2027_SC C_MW_After Competition Groups_Energy Star Dehumidifier
Residential | Res ¦ Outside Air Economizer | 2027 | SC C | MW | After Competition Groups | 1.5181 | 0 | 0 | 306.0681 | 0.00496 | 28 | Residential_2027_SC C_MW_After Competition Groups_28 | Outside Air Economizer | 0.496% | 0 | 1.5181 | Residential_2027_SC C_MW_After Competition Groups_Outside Air Economizer
Residential | Res ¦ Duct Insulation MF | 2027 | SC C | MW | After Competition Groups | 0.82014 | 0 | 0 | 306.0681 | 0.0026796 | 29 | Residential_2027_SC C_MW_After Competition Groups_29 | Duct Insulation MF | 0.268% | 0 | 0.82014 | Residential_2027_SC C_MW_After Competition Groups_Duct Insulation MF
Residential | Res ¦ Demand Control Ventilation | 2027 | SC C | MW | After Competition Groups | 0.74009 | 0 | 0 | 306.0681 | 0.0024181 | 30 | Residential_2027_SC C_MW_After Competition Groups_30 | Demand Control Ventilation | 0.2418% | 0 | 0.74009 | Residential_2027_SC C_MW_After Competition Groups_Demand Control Ventilation
Residential | Res ¦ Furnace Whistle | 2027 | SC C | MW | After Competition Groups | 0.71119 | 0 | 0 | 306.0681 | 0.0023236 | 31 | Residential_2027_SC C_MW_After Competition Groups_31 | Furnace Whistle | 0.2324% | 0 | 0.71119 | Residential_2027_SC C_MW_After Competition Groups_Furnace Whistle
Residential | Res ¦ LED Parking Lot Fixture | 2027 | SC C | MW | After Competition Groups | 0.68475 | 0 | 0 | 306.0681 | 0.0022373 | 32 | Residential_2027_SC C_MW_After Competition Groups_32 | LED Parking Lot Fixture | 0.2237% | 0 | 0.68475 | Residential_2027_SC C_MW_After Competition Groups_LED Parking Lot Fixture
Residential | Res ¦ Duct Insulation | 2027 | SC C | MW | After Competition Groups | 0.63273 | 0 | 0 | 306.0681 | 0.0020673 | 33 | Residential_2027_SC C_MW_After Competition Groups_33 | Duct Insulation | 0.2067% | 0 | 0.63273 | Residential_2027_SC C_MW_After Competition Groups_Duct Insulation
Residential | Res ¦ CO Sensors for parking garage exhaust fans | 2027 | SC C | MW | After Competition Groups | 0.61673 | 0 | 0 | 306.0681 | 0.002015 | 34 | Residential_2027_SC C_MW_After Competition Groups_34 | CO Sensors for parking garage exhaust fans | 0.2015% | 0 | 0.61673 | Residential_2027_SC C_MW_After Competition Groups_CO Sensors for parking garage exhaust fans
Residential | Res ¦ Comprehensive Draft Proofing | 2027 | SC C | MW | After Competition Groups | 0.60434 | 0 | 0 | 306.0681 | 0.0019745 | 35 | Residential_2027_SC C_MW_After Competition Groups_35 | Comprehensive Draft Proofing | 0.1975% | 0 | 0.60434 | Residential_2027_SC C_MW_After Competition Groups_Comprehensive Draft Proofing
Residential | Res ¦ Variable Frequency Drive (VFD) | 2027 | SC C | MW | After Competition Groups | 0.58616 | 0 | 0 | 306.0681 | 0.0019151 | 36 | Residential_2027_SC C_MW_After Competition Groups_36 | Variable Frequency Drive (VFD) | 0.1915% | 0 | 0.58616 | Residential_2027_SC C_MW_After Competition Groups_Variable Frequency Drive (VFD)
Residential | Res ¦ Condensing Make Up Air Unit | 2027 | SC C | MW | After Competition Groups | 0.43985 | 0 | 0 | 306.0681 | 0.0014371 | 37 | Residential_2027_SC C_MW_After Competition Groups_37 | Condensing Make Up Air Unit | 0.1437% | 0 | 0.43985 | Residential_2027_SC C_MW_After Competition Groups_Condensing Make Up Air Unit
Residential | Res ¦ ENERGY STAR LED Lamps (General Service Lamps) | 2027 | SC C | MW | After Competition Groups | 0.39577 | 0 | 0 | 306.0681 | 0.0012931 | 38 | Residential_2027_SC C_MW_After Competition Groups_38 | ENERGY STAR LED Lamps (General Service Lamps) | 0.1293% | 0 | 0.39577 | Residential_2027_SC C_MW_After Competition Groups_ENERGY STAR LED Lamps (General Service Lamps)
Residential | Res ¦ Water Heater Temperature Setback | 2027 | SC C | MW | After Competition Groups | 0.37072 | 0 | 0 | 306.0681 | 0.0012112 | 39 | Residential_2027_SC C_MW_After Competition Groups_39 | Water Heater Temperature Setback | 0.1211% | 0 | 0.37072 | Residential_2027_SC C_MW_After Competition Groups_Water Heater Temperature Setback
Residential | Res ¦ LED Exterior Area Lights - LED Fixture (200W) | 2027 | SC C | MW | After Competition Groups | 0.33808 | 0 | 0 | 306.0681 | 0.0011046 | 40 | Residential_2027_SC C_MW_After Competition Groups_40 | LED Exterior Area Lights - LED Fixture (200W) | 0.1105% | 0 | 0.33808 | Residential_2027_SC C_MW_After Competition Groups_LED Exterior Area Lights - LED Fixture (200W)
Residential | Res ¦ Clothes Drying Racks | 2027 | SC C | MW | After Competition Groups | 0.26952 | 0 | 0 | 306.0681 | 0.00088059 | 41 | Residential_2027_SC C_MW_After Competition Groups_41 | Clothes Drying Racks | 0.08806% | 0 | 0.26952 | Residential_2027_SC C_MW_After Competition Groups_Clothes Drying Racks
Residential | Res ¦ Tankless Water Heater | 2027 | SC C | MW | After Competition Groups | 0.21356 | 0 | 0 | 306.0681 | 0.00069775 | 42 | Residential_2027_SC C_MW_After Competition Groups_42 | Tankless Water Heater | 0.06978% | 0 | 0.21356 | Residential_2027_SC C_MW_After Competition Groups_Tankless Water Heater
Residential | Res ¦ VFD on Pumps | 2027 | SC C | MW | After Competition Groups | 0.18025 | 0 | 0 | 306.0681 | 0.00058893 | 43 | Residential_2027_SC C_MW_After Competition Groups_43 | VFD on Pumps | 0.05889% | 0 | 0.18025 | Residential_2027_SC C_MW_After Competition Groups_VFD on Pumps
Residential | Res ¦ Heat Recovery Ventilator | 2027 | SC C | MW | After Competition Groups | 0.16765 | 0 | 0 | 306.0681 | 0.00054775 | 44 | Residential_2027_SC C_MW_After Competition Groups_44 | Heat Recovery Ventilator | 0.05478% | 0 | 0.16765 | Residential_2027_SC C_MW_After Competition Groups_Heat Recovery Ventilator
Residential | Res ¦ ECM MOTORS FOR HVAC APPLICATION (FAN-POWERED VAV BOX) | 2027 | SC C | MW | After Competition Groups | 0.096622 | 0 | 0 | 306.0681 | 0.00031569 | 45 | Residential_2027_SC C_MW_After Competition Groups_45 | ECM MOTORS FOR HVAC APPLICATION (FAN-POWERED VAV BOX) | 0.03157% | 0 | 0.096622 | Residential_2027_SC C_MW_After Competition Groups_ECM MOTORS FOR HVAC APPLICATION (FAN-POWERED VAV BOX)
Residential | Res ¦ Chilled Water Optimization | 2027 | SC C | MW | After Competition Groups | 0.064756 | 0 | 0 | 306.0681 | 0.00021157 | 46 | Residential_2027_SC C_MW_After Competition Groups_46 | Chilled Water Optimization | 0.02116% | 0 | 0.064756 | Residential_2027_SC C_MW_After Competition Groups_Chilled Water Optimization
Residential | Res ¦ Beverage Vending Machine Controls | 2027 | SC C | MW | After Competition Groups | 0.057622 | 0 | 0 | 306.0681 | 0.00018827 | 47 | Residential_2027_SC C_MW_After Competition Groups_47 | Beverage Vending Machine Controls | 0.01883% | 0 | 0.057622 | Residential_2027_SC C_MW_After Competition Groups_Beverage Vending Machine Controls
Residential | Res ¦ LED High Bay Fixture | 2027 | SC C | MW | After Competition Groups | 0.019212 | 0 | 0 | 306.0681 | 6.2771e-05 | 48 | Residential_2027_SC C_MW_After Competition Groups_48 | LED High Bay Fixture | 0.006277% | 0 | 0.019212 | Residential_2027_SC C_MW_After Competition Groups_LED High Bay Fixture
Residential | Res ¦ Wall Insulation | 2027 | SC C | MW | After Competition Groups | 0.0023736 | 0 | 0 | 306.0681 | 7.7553e-06 | 49 | Residential_2027_SC C_MW_After Competition Groups_49 | Wall Insulation | 0.0007755% | 0 | 0.0023736 | Residential_2027_SC C_MW_After Competition Groups_Wall Insulation
Residential | Res ¦ Wall Insulation MF | 2027 | SC C | MW | After Competition Groups | 0.0020217 | 0 | 0 | 306.0681 | 6.6053e-06 | 50 | Residential_2027_SC C_MW_After Competition Groups_50 | Wall Insulation MF | 0.0006605% | 0 | 0.0020217 | Residential_2027_SC C_MW_After Competition Groups_Wall Insulation MF
Residential | Res ¦ Freezer Recycling | 2027 | SC C | MW | After Competition Groups | 0.00019215 | 0 | 0 | 306.0681 | 6.2782e-07 | 51 | Residential_2027_SC C_MW_After Competition Groups_51 | Freezer Recycling | 6.278e-05% | 0 | 0.00019215 | Residential_2027_SC C_MW_After Competition Groups_Freezer Recycling
Residential | Res ¦ LED Downlight | 2027 | SC C | MW | After Competition Groups | 0 | 0 | 0 | 306.0681 | 0 | 52 | Residential_2027_SC C_MW_After Competition Groups_52 | LED Downlight | 0% | 0 | 0 | Residential_2027_SC C_MW_After Competition Groups_LED Downlight
Residential | Res ¦ Smart Burners | 2027 | SC C | MW | After Competition Groups | 0 | 0 | 0 | 306.0681 | 0 | 53 | Residential_2027_SC C_MW_After Competition Groups_53 | Smart Burners | 0% | 0 | 0 | Residential_2027_SC C_MW_After Competition Groups_Smart Burners
Residential | Res ¦ Smart Power Bar | 2027 | SC C | MW | After Competition Groups | 0 | 0 | 0 | 306.0681 | 0 | 54 | Residential_2027_SC C_MW_After Competition Groups_54 | Smart Power Bar | 0% | 0 | 0 | Residential_2027_SC C_MW_After Competition Groups_Smart Power Bar
Residential | Res ¦ Ductless Mini-Split Heat Pump | 2027 | SC D | MW | After Competition Groups | 46.5739 | 3956196.8492 | 3.9562 | 254.1847 | 0.18323 | 1 | Residential_2027_SC D_MW_After Competition Groups_1 | Ductless Mini-Split Heat Pump | 18.32% | 3.9562 | 46.5739 | Residential_2027_SC D_MW_After Competition Groups_Ductless Mini-Split Heat Pump
Residential | Res ¦ Building Recommissioning, Operations and Maintenance (O&M) Improvements | 2027 | SC D | MW | After Competition Groups | 28.772 | 812460.9575 | 0.81246 | 254.1847 | 0.11319 | 2 | Residential_2027_SC D_MW_After Competition Groups_2 | Building Recommissioning, Operations and Maintenance (O&M) Improvements | 11.32% | 0.81246 | 28.772 | Residential_2027_SC D_MW_After Competition Groups_Building Recommissioning, Operations and Maintenance (O&M) Improvements
Residential | Res ¦ Energy Star Clothes Washer | 2027 | SC D | MW | After Competition Groups | 25.6997 | 3851819.3031 | 3.8518 | 254.1847 | 0.10111 | 3 | Residential_2027_SC D_MW_After Competition Groups_3 | Energy Star Clothes Washer | 10.11% | 3.8518 | 25.6997 | Residential_2027_SC D_MW_After Competition Groups_Energy Star Clothes Washer
Residential | Res ¦ Adaptive Thermostat | 2027 | SC D | MW | After Competition Groups | 17.3635 | 3217295.7886 | 3.2173 | 254.1847 | 0.068311 | 4 | Residential_2027_SC D_MW_After Competition Groups_4 | Adaptive Thermostat | 6.831% | 3.2173 | 17.3635 | Residential_2027_SC D_MW_After Competition Groups_Adaptive Thermostat
Residential | Res ¦ Energy Star LED Bulbs General Purpose LEDs | 2027 | SC D | MW | After Competition Groups | 15.7985 | 0 | 0 | 254.1847 | 0.062153 | 5 | Residential_2027_SC D_MW_After Competition Groups_5 | Energy Star LED Bulbs General Purpose LEDs | 6.215% | 0 | 15.7985 | Residential_2027_SC D_MW_After Competition Groups_Energy Star LED Bulbs General Purpose LEDs
Residential | Res ¦ Energy Star LED Specialty Bulbs | 2027 | SC D | MW | After Competition Groups | 15.4872 | 42477.9537 | 0.042478 | 254.1847 | 0.060929 | 6 | Residential_2027_SC D_MW_After Competition Groups_6 | Energy Star LED Specialty Bulbs | 6.093% | 0.042478 | 15.4872 | Residential_2027_SC D_MW_After Competition Groups_Energy Star LED Specialty Bulbs
Residential | Res ¦ Variable Speed Pool Pump Motor | 2027 | SC D | MW | After Competition Groups | 13.0439 | 2078893.9941 | 2.0789 | 254.1847 | 0.051317 | 7 | Residential_2027_SC D_MW_After Competition Groups_7 | Variable Speed Pool Pump Motor | 5.132% | 2.0789 | 13.0439 | Residential_2027_SC D_MW_After Competition Groups_Variable Speed Pool Pump Motor
Residential | Res ¦ Energy Star Room Air Conditioner | 2027 | SC D | MW | After Competition Groups | 12.214 | 1626890.2927 | 1.6269 | 254.1847 | 0.048052 | 8 | Residential_2027_SC D_MW_After Competition Groups_8 | Energy Star Room Air Conditioner | 4.805% | 1.6269 | 12.214 | Residential_2027_SC D_MW_After Competition Groups_Energy Star Room Air Conditioner
Residential | Res ¦ Basement Wall Insulation | 2027 | SC D | MW | After Competition Groups | 11.0474 | 1878489.0745 | 1.8785 | 254.1847 | 0.043462 | 9 | Residential_2027_SC D_MW_After Competition Groups_9 | Basement Wall Insulation | 4.346% | 1.8785 | 11.0474 | Residential_2027_SC D_MW_After Competition Groups_Basement Wall Insulation
Residential | Res ¦ Energy Star A Line, PAR, MR Lamps | 2027 | SC D | MW | After Competition Groups | 10.0247 | 16727.3094 | 0.016727 | 254.1847 | 0.039439 | 10 | Residential_2027_SC D_MW_After Competition Groups_10 | Energy Star A Line, PAR, MR Lamps | 3.944% | 0.016727 | 10.0247 | Residential_2027_SC D_MW_After Competition Groups_Energy Star A Line, PAR, MR Lamps
Residential | Res ¦ Energy Star Air Source Heat Pump | 2027 | SC D | MW | After Competition Groups | 9.6588 | 1719775.1892 | 1.7198 | 254.1847 | 0.037999 | 11 | Residential_2027_SC D_MW_After Competition Groups_11 | Energy Star Air Source Heat Pump | 3.8% | 1.7198 | 9.6588 | Residential_2027_SC D_MW_After Competition Groups_Energy Star Air Source Heat Pump
Residential | Res ¦ High Efficiency Chiller (avg of water and air cooled) | 2027 | SC D | MW | After Competition Groups | 6.0848 | 173519.5014 | 0.17352 | 254.1847 | 0.023939 | 12 | Residential_2027_SC D_MW_After Competition Groups_12 | High Efficiency Chiller (avg of water and air cooled) | 2.394% | 0.17352 | 6.0848 | Residential_2027_SC D_MW_After Competition Groups_High Efficiency Chiller (avg of water and air cooled)
Residential | Res ¦ Attic Insulation | 2027 | SC D | MW | After Competition Groups | 4.8011 | 1309218.0912 | 1.3092 | 254.1847 | 0.018888 | 13 | Residential_2027_SC D_MW_After Competition Groups_13 | Attic Insulation | 1.889% | 1.3092 | 4.8011 | Residential_2027_SC D_MW_After Competition Groups_Attic Insulation
Residential | Res ¦ Advanced BAS/Controllers | 2027 | SC D | MW | After Competition Groups | 4.2111 | 844253.6395 | 0.84425 | 254.1847 | 0.016567 | 14 | Residential_2027_SC D_MW_After Competition Groups_14 | Advanced BAS/Controllers | 1.657% | 0.84425 | 4.2111 | Residential_2027_SC D_MW_After Competition Groups_Advanced BAS/Controllers
Residential | Res ¦ Energy Star Clothes Dryer | 2027 | SC D | MW | After Competition Groups | 4.1186 | 894917.8146 | 0.89492 | 254.1847 | 0.016203 | 15 | Residential_2027_SC D_MW_After Competition Groups_15 | Energy Star Clothes Dryer | 1.62% | 0.89492 | 4.1186 | Residential_2027_SC D_MW_After Competition Groups_Energy Star Clothes Dryer
Residential | Res ¦ Occupancy Sensors MF | 2027 | SC D | MW | After Competition Groups | 3.7916 | 21239.2211 | 0.021239 | 254.1847 | 0.014917 | 16 | Residential_2027_SC D_MW_After Competition Groups_16 | Occupancy Sensors MF | 1.492% | 0.021239 | 3.7916 | Residential_2027_SC D_MW_After Competition Groups_Occupancy Sensors MF
Residential | Res ¦ Energy Star Torchiere | 2027 | SC D | MW | After Competition Groups | 3.3456 | 477173.9321 | 0.47717 | 254.1847 | 0.013162 | 17 | Residential_2027_SC D_MW_After Competition Groups_17 | Energy Star Torchiere | 1.316% | 0.47717 | 3.3456 | Residential_2027_SC D_MW_After Competition Groups_Energy Star Torchiere
Residential | Res ¦ Home Energy Reports | 2027 | SC D | MW | After Competition Groups | 2.8443 | 3175565.916 | 3.1756 | 254.1847 | 0.01119 | 18 | Residential_2027_SC D_MW_After Competition Groups_18 | Home Energy Reports | 1.119% | 3.1756 | 2.8443 | Residential_2027_SC D_MW_After Competition Groups_Home Energy Reports
Residential | Res ¦ LED Tube Re-Lamp | 2027 | SC D | MW | After Competition Groups | 2.7416 | 224960.1637 | 0.22496 | 254.1847 | 0.010786 | 19 | Residential_2027_SC D_MW_After Competition Groups_19 | LED Tube Re-Lamp | 1.079% | 0.22496 | 2.7416 | Residential_2027_SC D_MW_After Competition Groups_LED Tube Re-Lamp
Residential | Res ¦ Refrigerator Recycling | 2027 | SC D | MW | After Competition Groups | 1.9469 | 393265.5641 | 0.39327 | 254.1847 | 0.0076592 | 20 | Residential_2027_SC D_MW_After Competition Groups_20 | Refrigerator Recycling | 0.7659% | 0.39327 | 1.9469 | Residential_2027_SC D_MW_After Competition Groups_Refrigerator Recycling
Residential | Res ¦ Minimize Hot and Warm Clothes Wash | 2027 | SC D | MW | After Competition Groups | 1.83 | 0 | 0 | 254.1847 | 0.0071994 | 21 | Residential_2027_SC D_MW_After Competition Groups_21 | Minimize Hot and Warm Clothes Wash | 0.7199% | 0 | 1.83 | Residential_2027_SC D_MW_After Competition Groups_Minimize Hot and Warm Clothes Wash
Residential | Res ¦ ENERGY STAR LED LAMPS (REFLECTOR LAMPs/MR16/PAR 16) | 2027 | SC D | MW | After Competition Groups | 1.7401 | 77564.8371 | 0.077565 | 254.1847 | 0.0068459 | 22 | Residential_2027_SC D_MW_After Competition Groups_22 | ENERGY STAR LED LAMPS (REFLECTOR LAMPs/MR16/PAR 16) | 0.6846% | 0.077565 | 1.7401 | Residential_2027_SC D_MW_After Competition Groups_ENERGY STAR LED LAMPS (REFLECTOR LAMPs/MR16/PAR 16)
Residential | Res ¦ Outside Air Economizer | 2027 | SC D | MW | After Competition Groups | 1.5181 | 210783.3024 | 0.21078 | 254.1847 | 0.0059725 | 23 | Residential_2027_SC D_MW_After Competition Groups_23 | Outside Air Economizer | 0.5972% | 0.21078 | 1.5181 | Residential_2027_SC D_MW_After Competition Groups_Outside Air Economizer
Residential | Res ¦ Energy Star Freezer | 2027 | SC D | MW | After Competition Groups | 1.2855 | 351354.1386 | 0.35135 | 254.1847 | 0.0050572 | 24 | Residential_2027_SC D_MW_After Competition Groups_24 | Energy Star Freezer | 0.5057% | 0.35135 | 1.2855 | Residential_2027_SC D_MW_After Competition Groups_Energy Star Freezer
Residential | Res ¦ Energy Star Light Fixture | 2027 | SC D | MW | After Competition Groups | 1.2584 | 0 | 0 | 254.1847 | 0.0049506 | 25 | Residential_2027_SC D_MW_After Competition Groups_25 | Energy Star Light Fixture | 0.4951% | 0 | 1.2584 | Residential_2027_SC D_MW_After Competition Groups_Energy Star Light Fixture
Residential | Res ¦ Air Sealing | 2027 | SC D | MW | After Competition Groups | 0.89528 | 0 | 0 | 254.1847 | 0.0035222 | 26 | Residential_2027_SC D_MW_After Competition Groups_26 | Air Sealing | 0.3522% | 0 | 0.89528 | Residential_2027_SC D_MW_After Competition Groups_Air Sealing
Residential | Res ¦ Furnace Whistle | 2027 | SC D | MW | After Competition Groups | 0.71119 | 33757.9668 | 0.033758 | 254.1847 | 0.0027979 | 27 | Residential_2027_SC D_MW_After Competition Groups_27 | Furnace Whistle | 0.2798% | 0.033758 | 0.71119 | Residential_2027_SC D_MW_After Competition Groups_Furnace Whistle
Residential | Res ¦ LED Parking Lot Fixture | 2027 | SC D | MW | After Competition Groups | 0.68475 | 0 | 0 | 254.1847 | 0.0026939 | 28 | Residential_2027_SC D_MW_After Competition Groups_28 | LED Parking Lot Fixture | 0.2694% | 0 | 0.68475 | Residential_2027_SC D_MW_After Competition Groups_LED Parking Lot Fixture
Residential | Res ¦ Comprehensive Draft Proofing | 2027 | SC D | MW | After Competition Groups | 0.53839 | 0 | 0 | 254.1847 | 0.0021181 | 29 | Residential_2027_SC D_MW_After Competition Groups_29 | Comprehensive Draft Proofing | 0.2118% | 0 | 0.53839 | Residential_2027_SC D_MW_After Competition Groups_Comprehensive Draft Proofing
Residential | Res ¦ Energy Star Dehumidifier | 2027 | SC D | MW | After Competition Groups | 0.52217 | 193971.2812 | 0.19397 | 254.1847 | 0.0020543 | 30 | Residential_2027_SC D_MW_After Competition Groups_30 | Energy Star Dehumidifier | 0.2054% | 0.19397 | 0.52217 | Residential_2027_SC D_MW_After Competition Groups_Energy Star Dehumidifier
Residential | Res ¦ Variable Frequency Drive (VFD) | 2027 | SC D | MW | After Competition Groups | 0.43259 | 92152.4231 | 0.092152 | 254.1847 | 0.0017019 | 31 | Residential_2027_SC D_MW_After Competition Groups_31 | Variable Frequency Drive (VFD) | 0.1702% | 0.092152 | 0.43259 | Residential_2027_SC D_MW_After Competition Groups_Variable Frequency Drive (VFD)
Residential | Res ¦ ENERGY STAR LED Lamps (General Service Lamps) | 2027 | SC D | MW | After Competition Groups | 0.39577 | 22420.017 | 0.02242 | 254.1847 | 0.001557 | 32 | Residential_2027_SC D_MW_After Competition Groups_32 | ENERGY STAR LED Lamps (General Service Lamps) | 0.1557% | 0.02242 | 0.39577 | Residential_2027_SC D_MW_After Competition Groups_ENERGY STAR LED Lamps (General Service Lamps)
Residential | Res ¦ CO Sensors for parking garage exhaust fans | 2027 | SC D | MW | After Competition Groups | 0.37618 | 85049.41 | 0.085049 | 254.1847 | 0.00148 | 33 | Residential_2027_SC D_MW_After Competition Groups_33 | CO Sensors for parking garage exhaust fans | 0.148% | 0.085049 | 0.37618 | Residential_2027_SC D_MW_After Competition Groups_CO Sensors for parking garage exhaust fans
Residential | Res ¦ Floor Insulation | 2027 | SC D | MW | After Competition Groups | 0.33664 | 81264.21 | 0.081264 | 254.1847 | 0.0013244 | 34 | Residential_2027_SC D_MW_After Competition Groups_34 | Floor Insulation | 0.1324% | 0.081264 | 0.33664 | Residential_2027_SC D_MW_After Competition Groups_Floor Insulation
Residential | Res ¦ Water Heater Temperature Setback | 2027 | SC D | MW | After Competition Groups | 0.33103 | 13564.7858 | 0.013565 | 254.1847 | 0.0013023 | 35 | Residential_2027_SC D_MW_After Competition Groups_35 | Water Heater Temperature Setback | 0.1302% | 0.013565 | 0.33103 | Residential_2027_SC D_MW_After Competition Groups_Water Heater Temperature Setback
Residential | Res ¦ LED Exterior Area Lights - LED Fixture (200W) | 2027 | SC D | MW | After Competition Groups | 0.29568 | 0 | 0 | 254.1847 | 0.0011632 | 36 | Residential_2027_SC D_MW_After Competition Groups_36 | LED Exterior Area Lights - LED Fixture (200W) | 0.1163% | 0 | 0.29568 | Residential_2027_SC D_MW_After Competition Groups_LED Exterior Area Lights - LED Fixture (200W)
Residential | Res ¦ Demand Control Ventilation | 2027 | SC D | MW | After Competition Groups | 0.28686 | 0 | 0 | 254.1847 | 0.0011286 | 37 | Residential_2027_SC D_MW_After Competition Groups_37 | Demand Control Ventilation | 0.1129% | 0 | 0.28686 | Residential_2027_SC D_MW_After Competition Groups_Demand Control Ventilation
Residential | Res ¦ Clothes Drying Racks | 2027 | SC D | MW | After Competition Groups | 0.26952 | 0 | 0 | 254.1847 | 0.0010603 | 38 | Residential_2027_SC D_MW_After Competition Groups_38 | Clothes Drying Racks | 0.106% | 0 | 0.26952 | Residential_2027_SC D_MW_After Competition Groups_Clothes Drying Racks
Residential | Res ¦ Duct Insulation | 2027 | SC D | MW | After Competition Groups | 0.17788 | 21930.4078 | 0.02193 | 254.1847 | 0.00069982 | 39 | Residential_2027_SC D_MW_After Competition Groups_39 | Duct Insulation | 0.06998% | 0.02193 | 0.17788 | Residential_2027_SC D_MW_After Competition Groups_Duct Insulation
Residential | Res ¦ Condensing Make Up Air Unit | 2027 | SC D | MW | After Competition Groups | 0.14283 | 68667.6617 | 0.068668 | 254.1847 | 0.00056192 | 40 | Residential_2027_SC D_MW_After Competition Groups_40 | Condensing Make Up Air Unit | 0.05619% | 0.068668 | 0.14283 | Residential_2027_SC D_MW_After Competition Groups_Condensing Make Up Air Unit
Residential | Res ¦ VFD on Pumps | 2027 | SC D | MW | After Competition Groups | 0.12177 | 25940.4119 | 0.02594 | 254.1847 | 0.00047905 | 41 | Residential_2027_SC D_MW_After Competition Groups_41 | VFD on Pumps | 0.04791% | 0.02594 | 0.12177 | Residential_2027_SC D_MW_After Competition Groups_VFD on Pumps
Residential | Res ¦ Tankless Water Heater | 2027 | SC D | MW | After Competition Groups | 0.112 | 76070.282 | 0.07607 | 254.1847 | 0.00044064 | 42 | Residential_2027_SC D_MW_After Competition Groups_42 | Tankless Water Heater | 0.04406% | 0.07607 | 0.112 | Residential_2027_SC D_MW_After Competition Groups_Tankless Water Heater
Residential | Res ¦ Duct Insulation MF | 2027 | SC D | MW | After Competition Groups | 0.10466 | 22641.9216 | 0.022642 | 254.1847 | 0.00041176 | 43 | Residential_2027_SC D_MW_After Competition Groups_43 | Duct Insulation MF | 0.04118% | 0.022642 | 0.10466 | Residential_2027_SC D_MW_After Competition Groups_Duct Insulation MF
Residential | Res ¦ ECM MOTORS FOR HVAC APPLICATION (FAN-POWERED VAV BOX) | 2027 | SC D | MW | After Competition Groups | 0.073014 | 18475.617 | 0.018476 | 254.1847 | 0.00028725 | 44 | Residential_2027_SC D_MW_After Competition Groups_44 | ECM MOTORS FOR HVAC APPLICATION (FAN-POWERED VAV BOX) | 0.02872% | 0.018476 | 0.073014 | Residential_2027_SC D_MW_After Competition Groups_ECM MOTORS FOR HVAC APPLICATION (FAN-POWERED VAV BOX)
Residential | Res ¦ Chilled Water Optimization | 2027 | SC D | MW | After Competition Groups | 0.064756 | 136.657 | 0.00013666 | 254.1847 | 0.00025476 | 45 | Residential_2027_SC D_MW_After Competition Groups_45 | Chilled Water Optimization | 0.02548% | 0.00013666 | 0.064756 | Residential_2027_SC D_MW_After Competition Groups_Chilled Water Optimization
Residential | Res ¦ Heat Recovery Ventilator | 2027 | SC D | MW | After Competition Groups | 0.057126 | 0 | 0 | 254.1847 | 0.00022474 | 46 | Residential_2027_SC D_MW_After Competition Groups_46 | Heat Recovery Ventilator | 0.02247% | 0 | 0.057126 | Residential_2027_SC D_MW_After Competition Groups_Heat Recovery Ventilator
Residential | Res ¦ Beverage Vending Machine Controls | 2027 | SC D | MW | After Competition Groups | 0.04483 | 5085.1448 | 0.0050851 | 254.1847 | 0.00017637 | 47 | Residential_2027_SC D_MW_After Competition Groups_47 | Beverage Vending Machine Controls | 0.01764% | 0.0050851 | 0.04483 | Residential_2027_SC D_MW_After Competition Groups_Beverage Vending Machine Controls
Residential | Res ¦ LED High Bay Fixture | 2027 | SC D | MW | After Competition Groups | 0.0058348 | 3344.775 | 0.0033448 | 254.1847 | 2.2955e-05 | 48 | Residential_2027_SC D_MW_After Competition Groups_48 | LED High Bay Fixture | 0.002295% | 0.0033448 | 0.0058348 | Residential_2027_SC D_MW_After Competition Groups_LED High Bay Fixture
Residential | Res ¦ Wall Insulation MF | 2027 | SC D | MW | After Competition Groups | 0.0013027 | 0 | 0 | 254.1847 | 5.1248e-06 | 49 | Residential_2027_SC D_MW_After Competition Groups_49 | Wall Insulation MF | 0.0005125% | 0 | 0.0013027 | Residential_2027_SC D_MW_After Competition Groups_Wall Insulation MF
Residential | Res ¦ Wall Insulation | 2027 | SC D | MW | After Competition Groups | 0.0011548 | 0 | 0 | 254.1847 | 4.5431e-06 | 50 | Residential_2027_SC D_MW_After Competition Groups_50 | Wall Insulation | 0.0004543% | 0 | 0.0011548 | Residential_2027_SC D_MW_After Competition Groups_Wall Insulation
Residential | Res ¦ Freezer Recycling | 2027 | SC D | MW | After Competition Groups | 0.00019215 | 0 | 0 | 254.1847 | 7.5596e-07 | 51 | Residential_2027_SC D_MW_After Competition Groups_51 | Freezer Recycling | 7.56e-05% | 0 | 0.00019215 | Residential_2027_SC D_MW_After Competition Groups_Freezer Recycling
Residential | Res ¦ LED Downlight | 2027 | SC D | MW | After Competition Groups | 0 | 0 | 0 | 254.1847 | 0 | 52 | Residential_2027_SC D_MW_After Competition Groups_52 | LED Downlight | 0% | 0 | 0 | Residential_2027_SC D_MW_After Competition Groups_LED Downlight
Residential | Res ¦ Smart Burners | 2027 | SC D | MW | After Competition Groups | 0 | 0 | 0 | 254.1847 | 0 | 53 | Residential_2027_SC D_MW_After Competition Groups_53 | Smart Burners | 0% | 0 | 0 | Residential_2027_SC D_MW_After Competition Groups_Smart Burners
Residential | Res ¦ Smart Power Bar | 2027 | SC D | MW | After Competition Groups | 0 | 0 | 0 | 254.1847 | 0 | 54 | Residential_2027_SC D_MW_After Competition Groups_54 | Smart Power Bar | 0% | 0 | 0 | Residential_2027_SC D_MW_After Competition Groups_Smart Power Bar
Residential | Res ¦ Energy Star Central Air Conditioner | 2027 | Technical | MW | After Competition Groups | 239.6199 | 0 | 0 | 2057.1552 | 0.11648 | 1 | Residential_2027_Technical_MW_After Competition Groups_1 | Energy Star Central Air Conditioner | 11.65% | 0 | 239.6199 | Residential_2027_Technical_MW_After Competition Groups_Energy Star Central Air Conditioner
Residential | Res ¦ Adaptive Thermostat | 2027 | Technical | MW | After Competition Groups | 193.4729 | 0 | 0 | 2057.1552 | 0.094049 | 2 | Residential_2027_Technical_MW_After Competition Groups_2 | Adaptive Thermostat | 9.405% | 0 | 193.4729 | Residential_2027_Technical_MW_After Competition Groups_Adaptive Thermostat
Residential | Res ¦ Ductless Mini-Split Air Conditioner | 2027 | Technical | MW | After Competition Groups | 133.9481 | 0 | 0 | 2057.1552 | 0.065113 | 3 | Residential_2027_Technical_MW_After Competition Groups_3 | Ductless Mini-Split Air Conditioner | 6.511% | 0 | 133.9481 | Residential_2027_Technical_MW_After Competition Groups_Ductless Mini-Split Air Conditioner
Residential | Res ¦ Energy Star Ground Source Heat Pump | 2027 | Technical | MW | After Competition Groups | 130.3351 | 0 | 0 | 2057.1552 | 0.063357 | 4 | Residential_2027_Technical_MW_After Competition Groups_4 | Energy Star Ground Source Heat Pump | 6.336% | 0 | 130.3351 | Residential_2027_Technical_MW_After Competition Groups_Energy Star Ground Source Heat Pump
Residential | Res ¦ Ductless Mini-Split Heat Pump | 2027 | Technical | MW | After Competition Groups | 129.1564 | 0 | 0 | 2057.1552 | 0.062784 | 5 | Residential_2027_Technical_MW_After Competition Groups_5 | Ductless Mini-Split Heat Pump | 6.278% | 0 | 129.1564 | Residential_2027_Technical_MW_After Competition Groups_Ductless Mini-Split Heat Pump
Residential | Res ¦ Smart Burners | 2027 | Technical | MW | After Competition Groups | 86.0947 | 0 | 0 | 2057.1552 | 0.041851 | 6 | Residential_2027_Technical_MW_After Competition Groups_6 | Smart Burners | 4.185% | 0 | 86.0947 | Residential_2027_Technical_MW_After Competition Groups_Smart Burners
Residential | Res ¦ Building Recommissioning, Operations and Maintenance (O&M) Improvements | 2027 | Technical | MW | After Competition Groups | 85.4045 | 0 | 0 | 2057.1552 | 0.041516 | 7 | Residential_2027_Technical_MW_After Competition Groups_7 | Building Recommissioning, Operations and Maintenance (O&M) Improvements | 4.152% | 0 | 85.4045 | Residential_2027_Technical_MW_After Competition Groups_Building Recommissioning, Operations and Maintenance (O&M) Improvements
Residential | Res ¦ Basement Wall Insulation | 2027 | Technical | MW | After Competition Groups | 78.7734 | 0 | 0 | 2057.1552 | 0.038292 | 8 | Residential_2027_Technical_MW_After Competition Groups_8 | Basement Wall Insulation | 3.829% | 0 | 78.7734 | Residential_2027_Technical_MW_After Competition Groups_Basement Wall Insulation
Residential | Res ¦ Energy Star Refrigerator | 2027 | Technical | MW | After Competition Groups | 74.1502 | 0 | 0 | 2057.1552 | 0.036045 | 9 | Residential_2027_Technical_MW_After Competition Groups_9 | Energy Star Refrigerator | 3.605% | 0 | 74.1502 | Residential_2027_Technical_MW_After Competition Groups_Energy Star Refrigerator
Residential | Res ¦ Heat Pump Clothes Dryer | 2027 | Technical | MW | After Competition Groups | 67.3733 | 0 | 0 | 2057.1552 | 0.032751 | 10 | Residential_2027_Technical_MW_After Competition Groups_10 | Heat Pump Clothes Dryer | 3.275% | 0 | 67.3733 | Residential_2027_Technical_MW_After Competition Groups_Heat Pump Clothes Dryer
Residential | Res ¦ Basement or Crawlspace Insulation | 2027 | Technical | MW | After Competition Groups | 65.4156 | 0 | 0 | 2057.1552 | 0.031799 | 11 | Residential_2027_Technical_MW_After Competition Groups_11 | Basement or Crawlspace Insulation | 3.18% | 0 | 65.4156 | Residential_2027_Technical_MW_After Competition Groups_Basement or Crawlspace Insulation
Residential | Res ¦ Smart Power Bar | 2027 | Technical | MW | After Competition Groups | 63.3311 | 0 | 0 | 2057.1552 | 0.030786 | 12 | Residential_2027_Technical_MW_After Competition Groups_12 | Smart Power Bar | 3.079% | 0 | 63.3311 | Residential_2027_Technical_MW_After Competition Groups_Smart Power Bar
Residential | Res ¦ Energy Star Clothes Washer | 2027 | Technical | MW | After Competition Groups | 63.2982 | 0 | 0 | 2057.1552 | 0.03077 | 13 | Residential_2027_Technical_MW_After Competition Groups_13 | Energy Star Clothes Washer | 3.077% | 0 | 63.2982 | Residential_2027_Technical_MW_After Competition Groups_Energy Star Clothes Washer
Residential | Res ¦ Energy Star LED Bulbs General Purpose LEDs | 2027 | Technical | MW | After Competition Groups | 61.4876 | 0 | 0 | 2057.1552 | 0.02989 | 14 | Residential_2027_Technical_MW_After Competition Groups_14 | Energy Star LED Bulbs General Purpose LEDs | 2.989% | 0 | 61.4876 | Residential_2027_Technical_MW_After Competition Groups_Energy Star LED Bulbs General Purpose LEDs
Residential | Res ¦ Variable Speed Pool Pump Motor | 2027 | Technical | MW | After Competition Groups | 61.0036 | 0 | 0 | 2057.1552 | 0.029654 | 15 | Residential_2027_Technical_MW_After Competition Groups_15 | Variable Speed Pool Pump Motor | 2.965% | 0 | 61.0036 | Residential_2027_Technical_MW_After Competition Groups_Variable Speed Pool Pump Motor
Residential | Res ¦ Attic Insulation | 2027 | Technical | MW | After Competition Groups | 60.7686 | 0 | 0 | 2057.1552 | 0.02954 | 16 | Residential_2027_Technical_MW_After Competition Groups_16 | Attic Insulation | 2.954% | 0 | 60.7686 | Residential_2027_Technical_MW_After Competition Groups_Attic Insulation
Residential | Res ¦ Wall Insulation | 2027 | Technical | MW | After Competition Groups | 47.4789 | 0 | 0 | 2057.1552 | 0.02308 | 17 | Residential_2027_Technical_MW_After Competition Groups_17 | Wall Insulation | 2.308% | 0 | 47.4789 | Residential_2027_Technical_MW_After Competition Groups_Wall Insulation
Residential | Res ¦ Energy Star A Line, PAR, MR Lamps | 2027 | Technical | MW | After Competition Groups | 38.2536 | 0 | 0 | 2057.1552 | 0.018595 | 18 | Residential_2027_Technical_MW_After Competition Groups_18 | Energy Star A Line, PAR, MR Lamps | 1.86% | 0 | 38.2536 | Residential_2027_Technical_MW_After Competition Groups_Energy Star A Line, PAR, MR Lamps
Residential | Res ¦ Lighting Motion Sensors, Timers, Dimmers | 2027 | Technical | MW | After Competition Groups | 28.2437 | 0 | 0 | 2057.1552 | 0.013729 | 19 | Residential_2027_Technical_MW_After Competition Groups_19 | Lighting Motion Sensors, Timers, Dimmers | 1.373% | 0 | 28.2437 | Residential_2027_Technical_MW_After Competition Groups_Lighting Motion Sensors, Timers, Dimmers
Residential | Res ¦ Variable Refrigerant Flow Heat Pump | 2027 | Technical | MW | After Competition Groups | 27.2223 | 0 | 0 | 2057.1552 | 0.013233 | 20 | Residential_2027_Technical_MW_After Competition Groups_20 | Variable Refrigerant Flow Heat Pump | 1.323% | 0 | 27.2223 | Residential_2027_Technical_MW_After Competition Groups_Variable Refrigerant Flow Heat Pump
Residential | Res ¦ Ceiling Insulation | 2027 | Technical | MW | After Competition Groups | 23.7999 | 0 | 0 | 2057.1552 | 0.011569 | 21 | Residential_2027_Technical_MW_After Competition Groups_21 | Ceiling Insulation | 1.157% | 0 | 23.7999 | Residential_2027_Technical_MW_After Competition Groups_Ceiling Insulation
Residential | Res ¦ Duct Insulation | 2027 | Technical | MW | After Competition Groups | 19.5653 | 0 | 0 | 2057.1552 | 0.0095109 | 22 | Residential_2027_Technical_MW_After Competition Groups_22 | Duct Insulation | 0.9511% | 0 | 19.5653 | Residential_2027_Technical_MW_After Competition Groups_Duct Insulation
Residential | Res ¦ Energy Star Light Fixture | 2027 | Technical | MW | After Competition Groups | 16.9526 | 0 | 0 | 2057.1552 | 0.0082408 | 23 | Residential_2027_Technical_MW_After Competition Groups_23 | Energy Star Light Fixture | 0.8241% | 0 | 16.9526 | Residential_2027_Technical_MW_After Competition Groups_Energy Star Light Fixture
Residential | Res ¦ Air Sealing | 2027 | Technical | MW | After Competition Groups | 16.756 | 0 | 0 | 2057.1552 | 0.0081452 | 24 | Residential_2027_Technical_MW_After Competition Groups_24 | Air Sealing | 0.8145% | 0 | 16.756 | Residential_2027_Technical_MW_After Competition Groups_Air Sealing
Residential | Res ¦ Home Energy Reports | 2027 | Technical | MW | After Competition Groups | 16.1928 | 0 | 0 | 2057.1552 | 0.0078714 | 25 | Residential_2027_Technical_MW_After Competition Groups_25 | Home Energy Reports | 0.7871% | 0 | 16.1928 | Residential_2027_Technical_MW_After Competition Groups_Home Energy Reports
Residential | Res ¦ Central Air Conditioner Maintenance | 2027 | Technical | MW | After Competition Groups | 15.9266 | 0 | 0 | 2057.1552 | 0.0077421 | 26 | Residential_2027_Technical_MW_After Competition Groups_26 | Central Air Conditioner Maintenance | 0.7742% | 0 | 15.9266 | Residential_2027_Technical_MW_After Competition Groups_Central Air Conditioner Maintenance
Residential | Res ¦ Floor Insulation | 2027 | Technical | MW | After Competition Groups | 15.9266 | 0 | 0 | 2057.1552 | 0.007742 | 27 | Residential_2027_Technical_MW_After Competition Groups_27 | Floor Insulation | 0.7742% | 0 | 15.9266 | Residential_2027_Technical_MW_After Competition Groups_Floor Insulation
Residential | Res ¦ Dehumidifier Recycling | 2027 | Technical | MW | After Competition Groups | 14.6908 | 0 | 0 | 2057.1552 | 0.0071413 | 28 | Residential_2027_Technical_MW_After Competition Groups_28 | Dehumidifier Recycling | 0.7141% | 0 | 14.6908 | Residential_2027_Technical_MW_After Competition Groups_Dehumidifier Recycling
Residential | Res ¦ Advanced BAS/Controllers | 2027 | Technical | MW | After Competition Groups | 12.5 | 0 | 0 | 2057.1552 | 0.0060763 | 29 | Residential_2027_Technical_MW_After Competition Groups_29 | Advanced BAS/Controllers | 0.6076% | 0 | 12.5 | Residential_2027_Technical_MW_After Competition Groups_Advanced BAS/Controllers
Residential | Res ¦ Energy Star Torchiere | 2027 | Technical | MW | After Competition Groups | 12.297 | 0 | 0 | 2057.1552 | 0.0059777 | 30 | Residential_2027_Technical_MW_After Competition Groups_30 | Energy Star Torchiere | 0.5978% | 0 | 12.297 | Residential_2027_Technical_MW_After Competition Groups_Energy Star Torchiere
Residential | Res ¦ Clothes Drying Racks | 2027 | Technical | MW | After Competition Groups | 11.5674 | 0 | 0 | 2057.1552 | 0.005623 | 31 | Residential_2027_Technical_MW_After Competition Groups_31 | Clothes Drying Racks | 0.5623% | 0 | 11.5674 | Residential_2027_Technical_MW_After Competition Groups_Clothes Drying Racks
Residential | Res ¦ Occupancy Sensors MF | 2027 | Technical | MW | After Competition Groups | 10.0339 | 0 | 0 | 2057.1552 | 0.0048775 | 32 | Residential_2027_Technical_MW_After Competition Groups_32 | Occupancy Sensors MF | 0.4878% | 0 | 10.0339 | Residential_2027_Technical_MW_After Competition Groups_Occupancy Sensors MF
Residential | Res ¦ Refrigerator Recycling | 2027 | Technical | MW | After Competition Groups | 9.8026 | 0 | 0 | 2057.1552 | 0.0047651 | 33 | Residential_2027_Technical_MW_After Competition Groups_33 | Refrigerator Recycling | 0.4765% | 0 | 9.8026 | Residential_2027_Technical_MW_After Competition Groups_Refrigerator Recycling
Residential | Res ¦ Freezer Recycling | 2027 | Technical | MW | After Competition Groups | 9.1319 | 0 | 0 | 2057.1552 | 0.0044391 | 34 | Residential_2027_Technical_MW_After Competition Groups_34 | Freezer Recycling | 0.4439% | 0 | 9.1319 | Residential_2027_Technical_MW_After Competition Groups_Freezer Recycling
Residential | Res ¦ Energy Star Dehumidifier | 2027 | Technical | MW | After Competition Groups | 8.6318 | 0 | 0 | 2057.1552 | 0.004196 | 35 | Residential_2027_Technical_MW_After Competition Groups_35 | Energy Star Dehumidifier | 0.4196% | 0 | 8.6318 | Residential_2027_Technical_MW_After Competition Groups_Energy Star Dehumidifier
Residential | Res ¦ Duct Insulation MF | 2027 | Technical | MW | After Competition Groups | 8.6313 | 0 | 0 | 2057.1552 | 0.0041958 | 36 | Residential_2027_Technical_MW_After Competition Groups_36 | Duct Insulation MF | 0.4196% | 0 | 8.6313 | Residential_2027_Technical_MW_After Competition Groups_Duct Insulation MF
Residential | Res ¦ Energy Star Freezer | 2027 | Technical | MW | After Competition Groups | 7.4999 | 0 | 0 | 2057.1552 | 0.0036458 | 37 | Residential_2027_Technical_MW_After Competition Groups_37 | Energy Star Freezer | 0.3646% | 0 | 7.4999 | Residential_2027_Technical_MW_After Competition Groups_Energy Star Freezer
Residential | Res ¦ High Efficiency Chiller (avg of water and air cooled) | 2027 | Technical | MW | After Competition Groups | 7.1099 | 0 | 0 | 2057.1552 | 0.0034562 | 38 | Residential_2027_Technical_MW_After Competition Groups_38 | High Efficiency Chiller (avg of water and air cooled) | 0.3456% | 0 | 7.1099 | Residential_2027_Technical_MW_After Competition Groups_High Efficiency Chiller (avg of water and air cooled)
Residential | Res ¦ Energy Star Windows | 2027 | Technical | MW | After Competition Groups | 6.7784 | 0 | 0 | 2057.1552 | 0.0032951 | 39 | Residential_2027_Technical_MW_After Competition Groups_39 | Energy Star Windows | 0.3295% | 0 | 6.7784 | Residential_2027_Technical_MW_After Competition Groups_Energy Star Windows
Residential | Res ¦ Furnace with ECM | 2027 | Technical | MW | After Competition Groups | 6.4191 | 0 | 0 | 2057.1552 | 0.0031204 | 40 | Residential_2027_Technical_MW_After Competition Groups_40 | Furnace with ECM | 0.312% | 0 | 6.4191 | Residential_2027_Technical_MW_After Competition Groups_Furnace with ECM
Residential | Res ¦ INTEGRAL LED TROFFERS | 2027 | Technical | MW | After Competition Groups | 5.4898 | 0 | 0 | 2057.1552 | 0.0026686 | 41 | Residential_2027_Technical_MW_After Competition Groups_41 | INTEGRAL LED TROFFERS | 0.2669% | 0 | 5.4898 | Residential_2027_Technical_MW_After Competition Groups_INTEGRAL LED TROFFERS
Residential | Res ¦ Minimize Hot and Warm Clothes Wash | 2027 | Technical | MW | After Competition Groups | 4.8453 | 0 | 0 | 2057.1552 | 0.0023553 | 42 | Residential_2027_Technical_MW_After Competition Groups_42 | Minimize Hot and Warm Clothes Wash | 0.2355% | 0 | 4.8453 | Residential_2027_Technical_MW_After Competition Groups_Minimize Hot and Warm Clothes Wash
Residential | Res ¦ Passive Attic Ventilation | 2027 | Technical | MW | After Competition Groups | 4.1445 | 0 | 0 | 2057.1552 | 0.0020147 | 43 | Residential_2027_Technical_MW_After Competition Groups_43 | Passive Attic Ventilation | 0.2015% | 0 | 4.1445 | Residential_2027_Technical_MW_After Competition Groups_Passive Attic Ventilation
Residential | Res ¦ LED Downlight | 2027 | Technical | MW | After Competition Groups | 4.0864 | 0 | 0 | 2057.1552 | 0.0019865 | 44 | Residential_2027_Technical_MW_After Competition Groups_44 | LED Downlight | 0.1986% | 0 | 4.0864 | Residential_2027_Technical_MW_After Competition Groups_LED Downlight
Residential | Res ¦ Central Lighting Control System | 2027 | Technical | MW | After Competition Groups | 4.0022 | 0 | 0 | 2057.1552 | 0.0019455 | 45 | Residential_2027_Technical_MW_After Competition Groups_45 | Central Lighting Control System | 0.1945% | 0 | 4.0022 | Residential_2027_Technical_MW_After Competition Groups_Central Lighting Control System
Residential | Res ¦ Heat Pump Water Heater | 2027 | Technical | MW | After Competition Groups | 3.9646 | 0 | 0 | 2057.1552 | 0.0019272 | 46 | Residential_2027_Technical_MW_After Competition Groups_46 | Heat Pump Water Heater | 0.1927% | 0 | 3.9646 | Residential_2027_Technical_MW_After Competition Groups_Heat Pump Water Heater
Residential | Res ¦ Heat Recovery Ventilator | 2027 | Technical | MW | After Competition Groups | 3.2788 | 0 | 0 | 2057.1552 | 0.0015939 | 47 | Residential_2027_Technical_MW_After Competition Groups_47 | Heat Recovery Ventilator | 0.1594% | 0 | 3.2788 | Residential_2027_Technical_MW_After Competition Groups_Heat Recovery Ventilator
Residential | Res ¦ Energy Star Ceiling Fan/Lighting | 2027 | Technical | MW | After Competition Groups | 3.2644 | 0 | 0 | 2057.1552 | 0.0015869 | 48 | Residential_2027_Technical_MW_After Competition Groups_48 | Energy Star Ceiling Fan/Lighting | 0.1587% | 0 | 3.2644 | Residential_2027_Technical_MW_After Competition Groups_Energy Star Ceiling Fan/Lighting
Residential | Res ¦ LED Tube Re-Lamp | 2027 | Technical | MW | After Competition Groups | 3.2315 | 0 | 0 | 2057.1552 | 0.0015708 | 49 | Residential_2027_Technical_MW_After Competition Groups_49 | LED Tube Re-Lamp | 0.1571% | 0 | 3.2315 | Residential_2027_Technical_MW_After Competition Groups_LED Tube Re-Lamp
Residential | Res ¦ Early Hot Water Heater Replacement | 2027 | Technical | MW | After Competition Groups | 3.1445 | 0 | 0 | 2057.1552 | 0.0015285 | 50 | Residential_2027_Technical_MW_After Competition Groups_50 | Early Hot Water Heater Replacement | 0.1529% | 0 | 3.1445 | Residential_2027_Technical_MW_After Competition Groups_Early Hot Water Heater Replacement
Residential | Res ¦ Outside Air Economizer | 2027 | Technical | MW | After Competition Groups | 3.101 | 0 | 0 | 2057.1552 | 0.0015074 | 51 | Residential_2027_Technical_MW_After Competition Groups_51 | Outside Air Economizer | 0.1507% | 0 | 3.101 | Residential_2027_Technical_MW_After Competition Groups_Outside Air Economizer
Residential | Res ¦ Air Source Heat Pump Maintenance | 2027 | Technical | MW | After Competition Groups | 2.7859 | 0 | 0 | 2057.1552 | 0.0013543 | 52 | Residential_2027_Technical_MW_After Competition Groups_52 | Air Source Heat Pump Maintenance | 0.1354% | 0 | 2.7859 | Residential_2027_Technical_MW_After Competition Groups_Air Source Heat Pump Maintenance
Residential | Res ¦ Demand Control Ventilation | 2027 | Technical | MW | After Competition Groups | 2.1968 | 0 | 0 | 2057.1552 | 0.0010679 | 53 | Residential_2027_Technical_MW_After Competition Groups_53 | Demand Control Ventilation | 0.1068% | 0 | 2.1968 | Residential_2027_Technical_MW_After Competition Groups_Demand Control Ventilation
Residential | Res ¦ Drain Water Heat Recovery | 2027 | Technical | MW | After Competition Groups | 2.112 | 0 | 0 | 2057.1552 | 0.0010267 | 54 | Residential_2027_Technical_MW_After Competition Groups_54 | Drain Water Heat Recovery | 0.1027% | 0 | 2.112 | Residential_2027_Technical_MW_After Competition Groups_Drain Water Heat Recovery
Residential | Res ¦ Furnace Whistle | 2027 | Technical | MW | After Competition Groups | 2.111 | 0 | 0 | 2057.1552 | 0.0010262 | 55 | Residential_2027_Technical_MW_After Competition Groups_55 | Furnace Whistle | 0.1026% | 0 | 2.111 | Residential_2027_Technical_MW_After Competition Groups_Furnace Whistle
Residential | Res ¦ Energy Star Dishwasher | 2027 | Technical | MW | After Competition Groups | 1.9876 | 0 | 0 | 2057.1552 | 0.0009662 | 56 | Residential_2027_Technical_MW_After Competition Groups_56 | Energy Star Dishwasher | 0.09662% | 0 | 1.9876 | Residential_2027_Technical_MW_After Competition Groups_Energy Star Dishwasher
Residential | Res ¦ CO Sensors for parking garage exhaust fans | 2027 | Technical | MW | After Competition Groups | 1.9565 | 0 | 0 | 2057.1552 | 0.00095107 | 57 | Residential_2027_Technical_MW_After Competition Groups_57 | CO Sensors for parking garage exhaust fans | 0.09511% | 0 | 1.9565 | Residential_2027_Technical_MW_After Competition Groups_CO Sensors for parking garage exhaust fans
Residential | Res ¦ Window Film | 2027 | Technical | MW | After Competition Groups | 1.9426 | 0 | 0 | 2057.1552 | 0.00094431 | 58 | Residential_2027_Technical_MW_After Competition Groups_58 | Window Film | 0.09443% | 0 | 1.9426 | Residential_2027_Technical_MW_After Competition Groups_Window Film
Residential | Res ¦ ENERGY STAR LED LAMPS (REFLECTOR LAMPs/MR16/PAR 16) | 2027 | Technical | MW | After Competition Groups | 1.9179 | 0 | 0 | 2057.1552 | 0.00093231 | 59 | Residential_2027_Technical_MW_After Competition Groups_59 | ENERGY STAR LED LAMPS (REFLECTOR LAMPs/MR16/PAR 16) | 0.09323% | 0 | 1.9179 | Residential_2027_Technical_MW_After Competition Groups_ENERGY STAR LED LAMPS (REFLECTOR LAMPs/MR16/PAR 16)
Residential | Res ¦ Comprehensive Draft Proofing | 2027 | Technical | MW | After Competition Groups | 1.7939 | 0 | 0 | 2057.1552 | 0.00087201 | 60 | Residential_2027_Technical_MW_After Competition Groups_60 | Comprehensive Draft Proofing | 0.0872% | 0 | 1.7939 | Residential_2027_Technical_MW_After Competition Groups_Comprehensive Draft Proofing
Residential | Res ¦ Variable Frequency Drive (VFD) | 2027 | Technical | MW | After Competition Groups | 1.7399 | 0 | 0 | 2057.1552 | 0.00084579 | 61 | Residential_2027_Technical_MW_After Competition Groups_61 | Variable Frequency Drive (VFD) | 0.08458% | 0 | 1.7399 | Residential_2027_Technical_MW_After Competition Groups_Variable Frequency Drive (VFD)
Residential | Res ¦ DHW Recirculation Systems | 2027 | Technical | MW | After Competition Groups | 1.366 | 0 | 0 | 2057.1552 | 0.00066405 | 62 | Residential_2027_Technical_MW_After Competition Groups_62 | DHW Recirculation Systems | 0.0664% | 0 | 1.366 | Residential_2027_Technical_MW_After Competition Groups_DHW Recirculation Systems
Residential | Res ¦ Condensing Make Up Air Unit | 2027 | Technical | MW | After Competition Groups | 1.2998 | 0 | 0 | 2057.1552 | 0.00063185 | 63 | Residential_2027_Technical_MW_After Competition Groups_63 | Condensing Make Up Air Unit | 0.06318% | 0 | 1.2998 | Residential_2027_Technical_MW_After Competition Groups_Condensing Make Up Air Unit
Residential | Res ¦ Water Heater Temperature Setback | 2027 | Technical | MW | After Competition Groups | 1.1004 | 0 | 0 | 2057.1552 | 0.00053492 | 64 | Residential_2027_Technical_MW_After Competition Groups_64 | Water Heater Temperature Setback | 0.05349% | 0 | 1.1004 | Residential_2027_Technical_MW_After Competition Groups_Water Heater Temperature Setback
Residential | Res ¦ Solar Powered Attic Fan | 2027 | Technical | MW | After Competition Groups | 1.0381 | 0 | 0 | 2057.1552 | 0.00050463 | 65 | Residential_2027_Technical_MW_After Competition Groups_65 | Solar Powered Attic Fan | 0.05046% | 0 | 1.0381 | Residential_2027_Technical_MW_After Competition Groups_Solar Powered Attic Fan
Residential | Res ¦ LED Parking Lot Fixture | 2027 | Technical | MW | After Competition Groups | 0.86136 | 0 | 0 | 2057.1552 | 0.00041872 | 66 | Residential_2027_Technical_MW_After Competition Groups_66 | LED Parking Lot Fixture | 0.04187% | 0 | 0.86136 | Residential_2027_Technical_MW_After Competition Groups_LED Parking Lot Fixture
Residential | Res ¦ HVAC Optimization | 2027 | Technical | MW | After Competition Groups | 0.76998 | 0 | 0 | 2057.1552 | 0.00037429 | 67 | Residential_2027_Technical_MW_After Competition Groups_67 | HVAC Optimization | 0.03743% | 0 | 0.76998 | Residential_2027_Technical_MW_After Competition Groups_HVAC Optimization
Residential | Res ¦ VFD on Pumps | 2027 | Technical | MW | After Competition Groups | 0.53504 | 0 | 0 | 2057.1552 | 0.00026009 | 68 | Residential_2027_Technical_MW_After Competition Groups_68 | VFD on Pumps | 0.02601% | 0 | 0.53504 | Residential_2027_Technical_MW_After Competition Groups_VFD on Pumps
Residential | Res ¦ ENERGY STAR LED Lamps (General Service Lamps) | 2027 | Technical | MW | After Competition Groups | 0.44065 | 0 | 0 | 2057.1552 | 0.0002142 | 69 | Residential_2027_Technical_MW_After Competition Groups_69 | ENERGY STAR LED Lamps (General Service Lamps) | 0.02142% | 0 | 0.44065 | Residential_2027_Technical_MW_After Competition Groups_ENERGY STAR LED Lamps (General Service Lamps)
Residential | Res ¦ LED Exterior Area Lights - LED Fixture (200W) | 2027 | Technical | MW | After Competition Groups | 0.39876 | 0 | 0 | 2057.1552 | 0.00019384 | 70 | Residential_2027_Technical_MW_After Competition Groups_70 | LED Exterior Area Lights - LED Fixture (200W) | 0.01938% | 0 | 0.39876 | Residential_2027_Technical_MW_After Competition Groups_LED Exterior Area Lights - LED Fixture (200W)
Residential | Res ¦ ECM MOTORS FOR HVAC APPLICATION (FAN-POWERED VAV BOX) | 2027 | Technical | MW | After Competition Groups | 0.32511 | 0 | 0 | 2057.1552 | 0.00015804 | 71 | Residential_2027_Technical_MW_After Competition Groups_71 | ECM MOTORS FOR HVAC APPLICATION (FAN-POWERED VAV BOX) | 0.0158% | 0 | 0.32511 | Residential_2027_Technical_MW_After Competition Groups_ECM MOTORS FOR HVAC APPLICATION (FAN-POWERED VAV BOX)
Residential | Res ¦ Beverage Vending Machine Controls | 2027 | Technical | MW | After Competition Groups | 0.2305 | 0 | 0 | 2057.1552 | 0.00011205 | 72 | Residential_2027_Technical_MW_After Competition Groups_72 | Beverage Vending Machine Controls | 0.0112% | 0 | 0.2305 | Residential_2027_Technical_MW_After Competition Groups_Beverage Vending Machine Controls
Residential | Res ¦ Tankless Water Heater | 2027 | Technical | MW | After Competition Groups | 0.21679 | 0 | 0 | 2057.1552 | 0.00010538 | 73 | Residential_2027_Technical_MW_After Competition Groups_73 | Tankless Water Heater | 0.01054% | 0 | 0.21679 | Residential_2027_Technical_MW_After Competition Groups_Tankless Water Heater
Residential | Res ¦ Chilled Water Optimization | 2027 | Technical | MW | After Competition Groups | 0.18195 | 0 | 0 | 2057.1552 | 8.8448e-05 | 74 | Residential_2027_Technical_MW_After Competition Groups_74 | Chilled Water Optimization | 0.008845% | 0 | 0.18195 | Residential_2027_Technical_MW_After Competition Groups_Chilled Water Optimization
Residential | Res ¦ Wall Insulation MF | 2027 | Technical | MW | After Competition Groups | 0.17335 | 0 | 0 | 2057.1552 | 8.4269e-05 | 75 | Residential_2027_Technical_MW_After Competition Groups_75 | Wall Insulation MF | 0.008427% | 0 | 0.17335 | Residential_2027_Technical_MW_After Competition Groups_Wall Insulation MF
Residential | Res ¦ LED Recessed Downlights | 2027 | Technical | MW | After Competition Groups | 0.029632 | 0 | 0 | 2057.1552 | 1.4404e-05 | 76 | Residential_2027_Technical_MW_After Competition Groups_76 | LED Recessed Downlights | 0.00144% | 0 | 0.029632 | Residential_2027_Technical_MW_After Competition Groups_LED Recessed Downlights
Residential | Res ¦ LED High Bay Fixture | 2027 | Technical | MW | After Competition Groups | 0.025322 | 0 | 0 | 2057.1552 | 1.2309e-05 | 77 | Residential_2027_Technical_MW_After Competition Groups_77 | LED High Bay Fixture | 0.001231% | 0 | 0.025322 | Residential_2027_Technical_MW_After Competition Groups_LED High Bay Fixture
Residential | Res ¦ Radiant Barrier | 2027 | Technical | MW | After Competition Groups | 0.013383 | 0 | 0 | 2057.1552 | 6.5056e-06 | 78 | Residential_2027_Technical_MW_After Competition Groups_78 | Radiant Barrier | 0.0006506% | 0 | 0.013383 | Residential_2027_Technical_MW_After Competition Groups_Radiant Barrier
Residential | Res ¦ Solar Water Preheat (Pools/DHW) | 2027 | Technical | MW | After Competition Groups | 0.006501 | 0 | 0 | 2057.1552 | 3.1602e-06 | 79 | Residential_2027_Technical_MW_After Competition Groups_79 | Solar Water Preheat (Pools/DHW) | 0.000316% | 0 | 0.006501 | Residential_2027_Technical_MW_After Competition Groups_Solar Water Preheat (Pools/DHW)
Residential | Res ¦ Photocell Controls (Outdoor) | 2027 | Technical | MW | After Competition Groups | 5.9358e-05 | 0 | 0 | 2057.1552 | 2.8855e-08 | 80 | Residential_2027_Technical_MW_After Competition Groups_80 | Photocell Controls (Outdoor) | 2.885e-06% | 0 | 5.9358e-05 | Residential_2027_Technical_MW_After Competition Groups_Photocell Controls (Outdoor)
Residential | Res ¦ Adaptive Thermostat | 2028 | Economic | MW | After Competition Groups | 194.6491 | 0 | 0 | 1134.8551 | 0.17152 | 1 | Residential_2028_Economic_MW_After Competition Groups_1 | Adaptive Thermostat | 17.15% | 0 | 194.6491 | Residential_2028_Economic_MW_After Competition Groups_Adaptive Thermostat
Residential | Res ¦ Ductless Mini-Split Heat Pump | 2028 | Economic | MW | After Competition Groups | 140.7585 | 0 | 0 | 1134.8551 | 0.12403 | 2 | Residential_2028_Economic_MW_After Competition Groups_2 | Ductless Mini-Split Heat Pump | 12.4% | 0 | 140.7585 | Residential_2028_Economic_MW_After Competition Groups_Ductless Mini-Split Heat Pump
Residential | Res ¦ Building Recommissioning, Operations and Maintenance (O&M) Improvements | 2028 | Economic | MW | After Competition Groups | 84.0551 | 0 | 0 | 1134.8551 | 0.074067 | 3 | Residential_2028_Economic_MW_After Competition Groups_3 | Building Recommissioning, Operations and Maintenance (O&M) Improvements | 7.407% | 0 | 84.0551 | Residential_2028_Economic_MW_After Competition Groups_Building Recommissioning, Operations and Maintenance (O&M) Improvements
Residential | Res ¦ Energy Star Air Source Heat Pump | 2028 | Economic | MW | After Competition Groups | 80.4884 | 0 | 0 | 1134.8551 | 0.070924 | 4 | Residential_2028_Economic_MW_After Competition Groups_4 | Energy Star Air Source Heat Pump | 7.092% | 0 | 80.4884 | Residential_2028_Economic_MW_After Competition Groups_Energy Star Air Source Heat Pump
Residential | Res ¦ Basement Wall Insulation | 2028 | Economic | MW | After Competition Groups | 77.5288 | 0 | 0 | 1134.8551 | 0.068316 | 5 | Residential_2028_Economic_MW_After Competition Groups_5 | Basement Wall Insulation | 6.832% | 0 | 77.5288 | Residential_2028_Economic_MW_After Competition Groups_Basement Wall Insulation
Residential | Res ¦ Energy Star Clothes Washer | 2028 | Economic | MW | After Competition Groups | 68.2111 | 0 | 0 | 1134.8551 | 0.060106 | 6 | Residential_2028_Economic_MW_After Competition Groups_6 | Energy Star Clothes Washer | 6.011% | 0 | 68.2111 | Residential_2028_Economic_MW_After Competition Groups_Energy Star Clothes Washer
Residential | Res ¦ Energy Star LED Bulbs General Purpose LEDs | 2028 | Economic | MW | After Competition Groups | 61.4876 | 0 | 0 | 1134.8551 | 0.054181 | 7 | Residential_2028_Economic_MW_After Competition Groups_7 | Energy Star LED Bulbs General Purpose LEDs | 5.418% | 0 | 61.4876 | Residential_2028_Economic_MW_After Competition Groups_Energy Star LED Bulbs General Purpose LEDs
Residential | Res ¦ Variable Speed Pool Pump Motor | 2028 | Economic | MW | After Competition Groups | 60.0397 | 0 | 0 | 1134.8551 | 0.052905 | 8 | Residential_2028_Economic_MW_After Competition Groups_8 | Variable Speed Pool Pump Motor | 5.291% | 0 | 60.0397 | Residential_2028_Economic_MW_After Competition Groups_Variable Speed Pool Pump Motor
Residential | Res ¦ Attic Insulation | 2028 | Economic | MW | After Competition Groups | 59.8085 | 0 | 0 | 1134.8551 | 0.052701 | 9 | Residential_2028_Economic_MW_After Competition Groups_9 | Attic Insulation | 5.27% | 0 | 59.8085 | Residential_2028_Economic_MW_After Competition Groups_Attic Insulation
Residential | Res ¦ Energy Star Room Air Conditioner | 2028 | Economic | MW | After Competition Groups | 55.3781 | 0 | 0 | 1134.8551 | 0.048797 | 10 | Residential_2028_Economic_MW_After Competition Groups_10 | Energy Star Room Air Conditioner | 4.88% | 0 | 55.3781 | Residential_2028_Economic_MW_After Competition Groups_Energy Star Room Air Conditioner
Residential | Res ¦ Energy Star A Line, PAR, MR Lamps | 2028 | Economic | MW | After Competition Groups | 40.5419 | 0 | 0 | 1134.8551 | 0.035724 | 11 | Residential_2028_Economic_MW_After Competition Groups_11 | Energy Star A Line, PAR, MR Lamps | 3.572% | 0 | 40.5419 | Residential_2028_Economic_MW_After Competition Groups_Energy Star A Line, PAR, MR Lamps
Residential | Res ¦ Energy Star Clothes Dryer | 2028 | Economic | MW | After Competition Groups | 24.8317 | 0 | 0 | 1134.8551 | 0.021881 | 12 | Residential_2028_Economic_MW_After Competition Groups_12 | Energy Star Clothes Dryer | 2.188% | 0 | 24.8317 | Residential_2028_Economic_MW_After Competition Groups_Energy Star Clothes Dryer
Residential | Res ¦ Air Sealing | 2028 | Economic | MW | After Competition Groups | 16.4913 | 0 | 0 | 1134.8551 | 0.014532 | 13 | Residential_2028_Economic_MW_After Competition Groups_13 | Air Sealing | 1.453% | 0 | 16.4913 | Residential_2028_Economic_MW_After Competition Groups_Air Sealing
Residential | Res ¦ Duct Insulation | 2028 | Economic | MW | After Competition Groups | 16.0197 | 0 | 0 | 1134.8551 | 0.014116 | 14 | Residential_2028_Economic_MW_After Competition Groups_14 | Duct Insulation | 1.412% | 0 | 16.0197 | Residential_2028_Economic_MW_After Competition Groups_Duct Insulation
Residential | Res ¦ Floor Insulation | 2028 | Economic | MW | After Competition Groups | 15.6749 | 0 | 0 | 1134.8551 | 0.013812 | 15 | Residential_2028_Economic_MW_After Competition Groups_15 | Floor Insulation | 1.381% | 0 | 15.6749 | Residential_2028_Economic_MW_After Competition Groups_Floor Insulation
Residential | Res ¦ Energy Star Torchiere | 2028 | Economic | MW | After Competition Groups | 12.977 | 0 | 0 | 1134.8551 | 0.011435 | 16 | Residential_2028_Economic_MW_After Competition Groups_16 | Energy Star Torchiere | 1.143% | 0 | 12.977 | Residential_2028_Economic_MW_After Competition Groups_Energy Star Torchiere
Residential | Res ¦ Advanced BAS/Controllers | 2028 | Economic | MW | After Competition Groups | 12.3025 | 0 | 0 | 1134.8551 | 0.010841 | 17 | Residential_2028_Economic_MW_After Competition Groups_17 | Advanced BAS/Controllers | 1.084% | 0 | 12.3025 | Residential_2028_Economic_MW_After Competition Groups_Advanced BAS/Controllers
Residential | Res ¦ Clothes Drying Racks | 2028 | Economic | MW | After Competition Groups | 11.3846 | 0 | 0 | 1134.8551 | 0.010032 | 18 | Residential_2028_Economic_MW_After Competition Groups_18 | Clothes Drying Racks | 1.003% | 0 | 11.3846 | Residential_2028_Economic_MW_After Competition Groups_Clothes Drying Racks
Residential | Res ¦ Refrigerator Recycling | 2028 | Economic | MW | After Competition Groups | 9.6477 | 0 | 0 | 1134.8551 | 0.0085013 | 19 | Residential_2028_Economic_MW_After Competition Groups_19 | Refrigerator Recycling | 0.8501% | 0 | 9.6477 | Residential_2028_Economic_MW_After Competition Groups_Refrigerator Recycling
Residential | Res ¦ Occupancy Sensors MF | 2028 | Economic | MW | After Competition Groups | 9.6104 | 0 | 0 | 1134.8551 | 0.0084684 | 20 | Residential_2028_Economic_MW_After Competition Groups_20 | Occupancy Sensors MF | 0.8468% | 0 | 9.6104 | Residential_2028_Economic_MW_After Competition Groups_Occupancy Sensors MF
Residential | Res ¦ Freezer Recycling | 2028 | Economic | MW | After Competition Groups | 8.9876 | 0 | 0 | 1134.8551 | 0.0079196 | 21 | Residential_2028_Economic_MW_After Competition Groups_21 | Freezer Recycling | 0.792% | 0 | 8.9876 | Residential_2028_Economic_MW_After Competition Groups_Freezer Recycling
Residential | Res ¦ Energy Star Dehumidifier | 2028 | Economic | MW | After Competition Groups | 8.4954 | 0 | 0 | 1134.8551 | 0.0074859 | 22 | Residential_2028_Economic_MW_After Competition Groups_22 | Energy Star Dehumidifier | 0.7486% | 0 | 8.4954 | Residential_2028_Economic_MW_After Competition Groups_Energy Star Dehumidifier
Residential | Res ¦ Home Energy Reports | 2028 | Economic | MW | After Competition Groups | 8.1664 | 0 | 0 | 1134.8551 | 0.007196 | 23 | Residential_2028_Economic_MW_After Competition Groups_23 | Home Energy Reports | 0.7196% | 0 | 8.1664 | Residential_2028_Economic_MW_After Competition Groups_Home Energy Reports
Residential | Res ¦ High Efficiency Chiller (avg of water and air cooled) | 2028 | Economic | MW | After Competition Groups | 7.7773 | 0 | 0 | 1134.8551 | 0.0068532 | 24 | Residential_2028_Economic_MW_After Competition Groups_24 | High Efficiency Chiller (avg of water and air cooled) | 0.6853% | 0 | 7.7773 | Residential_2028_Economic_MW_After Competition Groups_High Efficiency Chiller (avg of water and air cooled)
Residential | Res ¦ Duct Insulation MF | 2028 | Economic | MW | After Competition Groups | 6.0452 | 0 | 0 | 1134.8551 | 0.0053269 | 25 | Residential_2028_Economic_MW_After Competition Groups_25 | Duct Insulation MF | 0.5327% | 0 | 6.0452 | Residential_2028_Economic_MW_After Competition Groups_Duct Insulation MF
Residential | Res ¦ Energy Star Light Fixture | 2028 | Economic | MW | After Competition Groups | 5.6903 | 0 | 0 | 1134.8551 | 0.0050141 | 26 | Residential_2028_Economic_MW_After Competition Groups_26 | Energy Star Light Fixture | 0.5014% | 0 | 5.6903 | Residential_2028_Economic_MW_After Competition Groups_Energy Star Light Fixture
Residential | Res ¦ Minimize Hot and Warm Clothes Wash | 2028 | Economic | MW | After Competition Groups | 4.7687 | 0 | 0 | 1134.8551 | 0.004202 | 27 | Residential_2028_Economic_MW_After Competition Groups_27 | Minimize Hot and Warm Clothes Wash | 0.4202% | 0 | 4.7687 | Residential_2028_Economic_MW_After Competition Groups_Minimize Hot and Warm Clothes Wash
Residential | Res ¦ Energy Star Freezer | 2028 | Economic | MW | After Competition Groups | 4.1357 | 0 | 0 | 1134.8551 | 0.0036443 | 28 | Residential_2028_Economic_MW_After Competition Groups_28 | Energy Star Freezer | 0.3644% | 0 | 4.1357 | Residential_2028_Economic_MW_After Competition Groups_Energy Star Freezer
Residential | Res ¦ Heat Recovery Ventilator | 2028 | Economic | MW | After Competition Groups | 3.4999 | 0 | 0 | 1134.8551 | 0.003084 | 29 | Residential_2028_Economic_MW_After Competition Groups_29 | Heat Recovery Ventilator | 0.3084% | 0 | 3.4999 | Residential_2028_Economic_MW_After Competition Groups_Heat Recovery Ventilator
Residential | Res ¦ LED Tube Re-Lamp | 2028 | Economic | MW | After Competition Groups | 3.4007 | 0 | 0 | 1134.8551 | 0.0029966 | 30 | Residential_2028_Economic_MW_After Competition Groups_30 | LED Tube Re-Lamp | 0.2997% | 0 | 3.4007 | Residential_2028_Economic_MW_After Competition Groups_LED Tube Re-Lamp
Residential | Res ¦ Outside Air Economizer | 2028 | Economic | MW | After Competition Groups | 3.1417 | 0 | 0 | 1134.8551 | 0.0027684 | 31 | Residential_2028_Economic_MW_After Competition Groups_31 | Outside Air Economizer | 0.2768% | 0 | 3.1417 | Residential_2028_Economic_MW_After Competition Groups_Outside Air Economizer
Residential | Res ¦ Demand Control Ventilation | 2028 | Economic | MW | After Competition Groups | 2.1621 | 0 | 0 | 1134.8551 | 0.0019052 | 32 | Residential_2028_Economic_MW_After Competition Groups_32 | Demand Control Ventilation | 0.1905% | 0 | 2.1621 | Residential_2028_Economic_MW_After Competition Groups_Demand Control Ventilation
Residential | Res ¦ Furnace Whistle | 2028 | Economic | MW | After Competition Groups | 2.0777 | 0 | 0 | 1134.8551 | 0.0018308 | 33 | Residential_2028_Economic_MW_After Competition Groups_33 | Furnace Whistle | 0.1831% | 0 | 2.0777 | Residential_2028_Economic_MW_After Competition Groups_Furnace Whistle
Residential | Res ¦ CO Sensors for parking garage exhaust fans | 2028 | Economic | MW | After Competition Groups | 1.9822 | 0 | 0 | 1134.8551 | 0.0017466 | 34 | Residential_2028_Economic_MW_After Competition Groups_34 | CO Sensors for parking garage exhaust fans | 0.1747% | 0 | 1.9822 | Residential_2028_Economic_MW_After Competition Groups_CO Sensors for parking garage exhaust fans
Residential | Res ¦ ENERGY STAR LED LAMPS (REFLECTOR LAMPs/MR16/PAR 16) | 2028 | Economic | MW | After Competition Groups | 1.912 | 0 | 0 | 1134.8551 | 0.0016848 | 35 | Residential_2028_Economic_MW_After Competition Groups_35 | ENERGY STAR LED LAMPS (REFLECTOR LAMPs/MR16/PAR 16) | 0.1685% | 0 | 1.912 | Residential_2028_Economic_MW_After Competition Groups_ENERGY STAR LED LAMPS (REFLECTOR LAMPs/MR16/PAR 16)
Residential | Res ¦ Comprehensive Draft Proofing | 2028 | Economic | MW | After Competition Groups | 1.7655 | 0 | 0 | 1134.8551 | 0.0015557 | 36 | Residential_2028_Economic_MW_After Competition Groups_36 | Comprehensive Draft Proofing | 0.1556% | 0 | 1.7655 | Residential_2028_Economic_MW_After Competition Groups_Comprehensive Draft Proofing
Residential | Res ¦ Variable Frequency Drive (VFD) | 2028 | Economic | MW | After Competition Groups | 1.7124 | 0 | 0 | 1134.8551 | 0.0015089 | 37 | Residential_2028_Economic_MW_After Competition Groups_37 | Variable Frequency Drive (VFD) | 0.1509% | 0 | 1.7124 | Residential_2028_Economic_MW_After Competition Groups_Variable Frequency Drive (VFD)
Residential | Res ¦ Tankless Water Heater | 2028 | Economic | MW | After Competition Groups | 1.4856 | 0 | 0 | 1134.8551 | 0.001309 | 38 | Residential_2028_Economic_MW_After Competition Groups_38 | Tankless Water Heater | 0.1309% | 0 | 1.4856 | Residential_2028_Economic_MW_After Competition Groups_Tankless Water Heater
Residential | Res ¦ Condensing Make Up Air Unit | 2028 | Economic | MW | After Competition Groups | 1.4182 | 0 | 0 | 1134.8551 | 0.0012497 | 39 | Residential_2028_Economic_MW_After Competition Groups_39 | Condensing Make Up Air Unit | 0.125% | 0 | 1.4182 | Residential_2028_Economic_MW_After Competition Groups_Condensing Make Up Air Unit
Residential | Res ¦ Water Heater Temperature Setback | 2028 | Economic | MW | After Competition Groups | 1.083 | 0 | 0 | 1134.8551 | 0.00095432 | 40 | Residential_2028_Economic_MW_After Competition Groups_40 | Water Heater Temperature Setback | 0.09543% | 0 | 1.083 | Residential_2028_Economic_MW_After Competition Groups_Water Heater Temperature Setback
Residential | Res ¦ LED Parking Lot Fixture | 2028 | Economic | MW | After Competition Groups | 0.8649 | 0 | 0 | 1134.8551 | 0.00076213 | 41 | Residential_2028_Economic_MW_After Competition Groups_41 | LED Parking Lot Fixture | 0.07621% | 0 | 0.8649 | Residential_2028_Economic_MW_After Competition Groups_LED Parking Lot Fixture
Residential | Res ¦ VFD on Pumps | 2028 | Economic | MW | After Competition Groups | 0.52659 | 0 | 0 | 1134.8551 | 0.00046401 | 42 | Residential_2028_Economic_MW_After Competition Groups_42 | VFD on Pumps | 0.0464% | 0 | 0.52659 | Residential_2028_Economic_MW_After Competition Groups_VFD on Pumps
Residential | Res ¦ ENERGY STAR LED Lamps (General Service Lamps) | 2028 | Economic | MW | After Competition Groups | 0.44141 | 0 | 0 | 1134.8551 | 0.00038895 | 43 | Residential_2028_Economic_MW_After Competition Groups_43 | ENERGY STAR LED Lamps (General Service Lamps) | 0.0389% | 0 | 0.44141 | Residential_2028_Economic_MW_After Competition Groups_ENERGY STAR LED Lamps (General Service Lamps)
Residential | Res ¦ LED Exterior Area Lights - LED Fixture (200W) | 2028 | Economic | MW | After Competition Groups | 0.40168 | 0 | 0 | 1134.8551 | 0.00035395 | 44 | Residential_2028_Economic_MW_After Competition Groups_44 | LED Exterior Area Lights - LED Fixture (200W) | 0.03539% | 0 | 0.40168 | Residential_2028_Economic_MW_After Competition Groups_LED Exterior Area Lights - LED Fixture (200W)
Residential | Res ¦ ECM MOTORS FOR HVAC APPLICATION (FAN-POWERED VAV BOX) | 2028 | Economic | MW | After Competition Groups | 0.32934 | 0 | 0 | 1134.8551 | 0.0002902 | 45 | Residential_2028_Economic_MW_After Competition Groups_45 | ECM MOTORS FOR HVAC APPLICATION (FAN-POWERED VAV BOX) | 0.02902% | 0 | 0.32934 | Residential_2028_Economic_MW_After Competition Groups_ECM MOTORS FOR HVAC APPLICATION (FAN-POWERED VAV BOX)
Residential | Res ¦ Beverage Vending Machine Controls | 2028 | Economic | MW | After Competition Groups | 0.23528 | 0 | 0 | 1134.8551 | 0.00020732 | 46 | Residential_2028_Economic_MW_After Competition Groups_46 | Beverage Vending Machine Controls | 0.02073% | 0 | 0.23528 | Residential_2028_Economic_MW_After Competition Groups_Beverage Vending Machine Controls
Residential | Res ¦ Wall Insulation | 2028 | Economic | MW | After Competition Groups | 0.22532 | 0 | 0 | 1134.8551 | 0.00019855 | 47 | Residential_2028_Economic_MW_After Competition Groups_47 | Wall Insulation | 0.01985% | 0 | 0.22532 | Residential_2028_Economic_MW_After Competition Groups_Wall Insulation
Residential | Res ¦ Chilled Water Optimization | 2028 | Economic | MW | After Competition Groups | 0.19832 | 0 | 0 | 1134.8551 | 0.00017476 | 48 | Residential_2028_Economic_MW_After Competition Groups_48 | Chilled Water Optimization | 0.01748% | 0 | 0.19832 | Residential_2028_Economic_MW_After Competition Groups_Chilled Water Optimization
Residential | Res ¦ LED High Bay Fixture | 2028 | Economic | MW | After Competition Groups | 0.024253 | 0 | 0 | 1134.8551 | 2.1371e-05 | 49 | Residential_2028_Economic_MW_After Competition Groups_49 | LED High Bay Fixture | 0.002137% | 0 | 0.024253 | Residential_2028_Economic_MW_After Competition Groups_LED High Bay Fixture
Residential | Res ¦ Wall Insulation MF | 2028 | Economic | MW | After Competition Groups | 0.013656 | 0 | 0 | 1134.8551 | 1.2033e-05 | 50 | Residential_2028_Economic_MW_After Competition Groups_50 | Wall Insulation MF | 0.001203% | 0 | 0.013656 | Residential_2028_Economic_MW_After Competition Groups_Wall Insulation MF
Residential | Res ¦ LED Downlight | 2028 | Economic | MW | After Competition Groups | 0 | 0 | 0 | 1134.8551 | 0 | 51 | Residential_2028_Economic_MW_After Competition Groups_51 | LED Downlight | 0% | 0 | 0 | Residential_2028_Economic_MW_After Competition Groups_LED Downlight
Residential | Res ¦ Smart Burners | 2028 | Economic | MW | After Competition Groups | 0 | 0 | 0 | 1134.8551 | 0 | 52 | Residential_2028_Economic_MW_After Competition Groups_52 | Smart Burners | 0% | 0 | 0 | Residential_2028_Economic_MW_After Competition Groups_Smart Burners
Residential | Res ¦ Smart Power Bar | 2028 | Economic | MW | After Competition Groups | 0 | 0 | 0 | 1134.8551 | 0 | 53 | Residential_2028_Economic_MW_After Competition Groups_53 | Smart Power Bar | 0% | 0 | 0 | Residential_2028_Economic_MW_After Competition Groups_Smart Power Bar
Residential | Res ¦ Ductless Mini-Split Heat Pump | 2028 | SC A | MW | After Competition Groups | 54.2992 | 0 | 0 | 288.4494 | 0.18825 | 1 | Residential_2028_SC A_MW_After Competition Groups_1 | Ductless Mini-Split Heat Pump | 18.82% | 0 | 54.2992 | Residential_2028_SC A_MW_After Competition Groups_Ductless Mini-Split Heat Pump
Residential | Res ¦ Building Recommissioning, Operations and Maintenance (O&M) Improvements | 2028 | SC A | MW | After Competition Groups | 33.2389 | 0 | 0 | 288.4494 | 0.11523 | 2 | Residential_2028_SC A_MW_After Competition Groups_2 | Building Recommissioning, Operations and Maintenance (O&M) Improvements | 11.52% | 0 | 33.2389 | Residential_2028_SC A_MW_After Competition Groups_Building Recommissioning, Operations and Maintenance (O&M) Improvements
Residential | Res ¦ Energy Star Clothes Washer | 2028 | SC A | MW | After Competition Groups | 31.5872 | 0 | 0 | 288.4494 | 0.10951 | 3 | Residential_2028_SC A_MW_After Competition Groups_3 | Energy Star Clothes Washer | 10.95% | 0 | 31.5872 | Residential_2028_SC A_MW_After Competition Groups_Energy Star Clothes Washer
Residential | Res ¦ Energy Star LED Specialty Bulbs | 2028 | SC A | MW | After Competition Groups | 26.0857 | 0 | 0 | 288.4494 | 0.090434 | 4 | Residential_2028_SC A_MW_After Competition Groups_4 | Energy Star LED Specialty Bulbs | 9.043% | 0 | 26.0857 | Residential_2028_SC A_MW_After Competition Groups_Energy Star LED Specialty Bulbs
Residential | Res ¦ Adaptive Thermostat | 2028 | SC A | MW | After Competition Groups | 20.0963 | 0 | 0 | 288.4494 | 0.06967 | 5 | Residential_2028_SC A_MW_After Competition Groups_5 | Adaptive Thermostat | 6.967% | 0 | 20.0963 | Residential_2028_SC A_MW_After Competition Groups_Adaptive Thermostat
Residential | Res ¦ Variable Speed Pool Pump Motor | 2028 | SC A | MW | After Competition Groups | 16.6253 | 0 | 0 | 288.4494 | 0.057637 | 6 | Residential_2028_SC A_MW_After Competition Groups_6 | Variable Speed Pool Pump Motor | 5.764% | 0 | 16.6253 | Residential_2028_SC A_MW_After Competition Groups_Variable Speed Pool Pump Motor
Residential | Res ¦ Basement Wall Insulation | 2028 | SC A | MW | After Competition Groups | 13.0923 | 0 | 0 | 288.4494 | 0.045389 | 7 | Residential_2028_SC A_MW_After Competition Groups_7 | Basement Wall Insulation | 4.539% | 0 | 13.0923 | Residential_2028_SC A_MW_After Competition Groups_Basement Wall Insulation
Residential | Res ¦ Energy Star Air Source Heat Pump | 2028 | SC A | MW | After Competition Groups | 11.8029 | 0 | 0 | 288.4494 | 0.040918 | 8 | Residential_2028_SC A_MW_After Competition Groups_8 | Energy Star Air Source Heat Pump | 4.092% | 0 | 11.8029 | Residential_2028_SC A_MW_After Competition Groups_Energy Star Air Source Heat Pump
Residential | Res ¦ Energy Star A Line, PAR, MR Lamps | 2028 | SC A | MW | After Competition Groups | 10.6353 | 0 | 0 | 288.4494 | 0.036871 | 9 | Residential_2028_SC A_MW_After Competition Groups_9 | Energy Star A Line, PAR, MR Lamps | 3.687% | 0 | 10.6353 | Residential_2028_SC A_MW_After Competition Groups_Energy Star A Line, PAR, MR Lamps
Residential | Res ¦ Energy Star Room Air Conditioner | 2028 | SC A | MW | After Competition Groups | 9.0074 | 0 | 0 | 288.4494 | 0.031227 | 10 | Residential_2028_SC A_MW_After Competition Groups_10 | Energy Star Room Air Conditioner | 3.123% | 0 | 9.0074 | Residential_2028_SC A_MW_After Competition Groups_Energy Star Room Air Conditioner
Residential | Res ¦ High Efficiency Chiller (avg of water and air cooled) | 2028 | SC A | MW | After Competition Groups | 6.7041 | 0 | 0 | 288.4494 | 0.023242 | 11 | Residential_2028_SC A_MW_After Competition Groups_11 | High Efficiency Chiller (avg of water and air cooled) | 2.324% | 0 | 6.7041 | Residential_2028_SC A_MW_After Competition Groups_High Efficiency Chiller (avg of water and air cooled)
Residential | Res ¦ Energy Star LED Bulbs General Purpose LEDs | 2028 | SC A | MW | After Competition Groups | 6.5551 | 0 | 0 | 288.4494 | 0.022725 | 12 | Residential_2028_SC A_MW_After Competition Groups_12 | Energy Star LED Bulbs General Purpose LEDs | 2.273% | 0 | 6.5551 | Residential_2028_SC A_MW_After Competition Groups_Energy Star LED Bulbs General Purpose LEDs
Residential | Res ¦ Energy Star Clothes Dryer | 2028 | SC A | MW | After Competition Groups | 5.1264 | 0 | 0 | 288.4494 | 0.017772 | 13 | Residential_2028_SC A_MW_After Competition Groups_13 | Energy Star Clothes Dryer | 1.777% | 0 | 5.1264 | Residential_2028_SC A_MW_After Competition Groups_Energy Star Clothes Dryer
Residential | Res ¦ Energy Star Torchiere | 2028 | SC A | MW | After Competition Groups | 4.3854 | 0 | 0 | 288.4494 | 0.015203 | 14 | Residential_2028_SC A_MW_After Competition Groups_14 | Energy Star Torchiere | 1.52% | 0 | 4.3854 | Residential_2028_SC A_MW_After Competition Groups_Energy Star Torchiere
Residential | Res ¦ Occupancy Sensors MF | 2028 | SC A | MW | After Competition Groups | 4.3032 | 0 | 0 | 288.4494 | 0.014918 | 15 | Residential_2028_SC A_MW_After Competition Groups_15 | Occupancy Sensors MF | 1.492% | 0 | 4.3032 | Residential_2028_SC A_MW_After Competition Groups_Occupancy Sensors MF
Residential | Res ¦ Attic Insulation | 2028 | SC A | MW | After Competition Groups | 4.2992 | 0 | 0 | 288.4494 | 0.014905 | 16 | Residential_2028_SC A_MW_After Competition Groups_16 | Attic Insulation | 1.49% | 0 | 4.2992 | Residential_2028_SC A_MW_After Competition Groups_Attic Insulation
Residential | Res ¦ Home Energy Reports | 2028 | SC A | MW | After Competition Groups | 3.781 | 0 | 0 | 288.4494 | 0.013108 | 17 | Residential_2028_SC A_MW_After Competition Groups_17 | Home Energy Reports | 1.311% | 0 | 3.781 | Residential_2028_SC A_MW_After Competition Groups_Home Energy Reports
Residential | Res ¦ Advanced BAS/Controllers | 2028 | SC A | MW | After Competition Groups | 3.149 | 0 | 0 | 288.4494 | 0.010917 | 18 | Residential_2028_SC A_MW_After Competition Groups_18 | Advanced BAS/Controllers | 1.092% | 0 | 3.149 | Residential_2028_SC A_MW_After Competition Groups_Advanced BAS/Controllers
Residential | Res ¦ LED Tube Re-Lamp | 2028 | SC A | MW | After Competition Groups | 2.9091 | 0 | 0 | 288.4494 | 0.010085 | 19 | Residential_2028_SC A_MW_After Competition Groups_19 | LED Tube Re-Lamp | 1.009% | 0 | 2.9091 | Residential_2028_SC A_MW_After Competition Groups_LED Tube Re-Lamp
Residential | Res ¦ Refrigerator Recycling | 2028 | SC A | MW | After Competition Groups | 2.708 | 0 | 0 | 288.4494 | 0.009388 | 20 | Residential_2028_SC A_MW_After Competition Groups_20 | Refrigerator Recycling | 0.9388% | 0 | 2.708 | Residential_2028_SC A_MW_After Competition Groups_Refrigerator Recycling
Residential | Res ¦ Minimize Hot and Warm Clothes Wash | 2028 | SC A | MW | After Competition Groups | 2.0333 | 0 | 0 | 288.4494 | 0.0070491 | 21 | Residential_2028_SC A_MW_After Competition Groups_21 | Minimize Hot and Warm Clothes Wash | 0.7049% | 0 | 2.0333 | Residential_2028_SC A_MW_After Competition Groups_Minimize Hot and Warm Clothes Wash
Residential | Res ¦ Energy Star Light Fixture | 2028 | SC A | MW | After Competition Groups | 1.8183 | 0 | 0 | 288.4494 | 0.0063037 | 22 | Residential_2028_SC A_MW_After Competition Groups_22 | Energy Star Light Fixture | 0.6304% | 0 | 1.8183 | Residential_2028_SC A_MW_After Competition Groups_Energy Star Light Fixture
Residential | Res ¦ ENERGY STAR LED LAMPS (REFLECTOR LAMPs/MR16/PAR 16) | 2028 | SC A | MW | After Competition Groups | 1.811 | 0 | 0 | 288.4494 | 0.0062785 | 23 | Residential_2028_SC A_MW_After Competition Groups_23 | ENERGY STAR LED LAMPS (REFLECTOR LAMPs/MR16/PAR 16) | 0.6278% | 0 | 1.811 | Residential_2028_SC A_MW_After Competition Groups_ENERGY STAR LED LAMPS (REFLECTOR LAMPs/MR16/PAR 16)
Residential | Res ¦ Energy Star Freezer | 2028 | SC A | MW | After Competition Groups | 1.7527 | 0 | 0 | 288.4494 | 0.0060763 | 24 | Residential_2028_SC A_MW_After Competition Groups_24 | Energy Star Freezer | 0.6076% | 0 | 1.7527 | Residential_2028_SC A_MW_After Competition Groups_Energy Star Freezer
Residential | Res ¦ Outside Air Economizer | 2028 | SC A | MW | After Competition Groups | 1.7163 | 0 | 0 | 288.4494 | 0.0059501 | 25 | Residential_2028_SC A_MW_After Competition Groups_25 | Outside Air Economizer | 0.595% | 0 | 1.7163 | Residential_2028_SC A_MW_After Competition Groups_Outside Air Economizer
Residential | Res ¦ Air Sealing | 2028 | SC A | MW | After Competition Groups | 1.5588 | 0 | 0 | 288.4494 | 0.0054042 | 26 | Residential_2028_SC A_MW_After Competition Groups_26 | Air Sealing | 0.5404% | 0 | 1.5588 | Residential_2028_SC A_MW_After Competition Groups_Air Sealing
Residential | Res ¦ Furnace Whistle | 2028 | SC A | MW | After Competition Groups | 0.82179 | 0 | 0 | 288.4494 | 0.002849 | 27 | Residential_2028_SC A_MW_After Competition Groups_27 | Furnace Whistle | 0.2849% | 0 | 0.82179 | Residential_2028_SC A_MW_After Competition Groups_Furnace Whistle
Residential | Res ¦ LED Parking Lot Fixture | 2028 | SC A | MW | After Competition Groups | 0.72575 | 0 | 0 | 288.4494 | 0.002516 | 28 | Residential_2028_SC A_MW_After Competition Groups_28 | LED Parking Lot Fixture | 0.2516% | 0 | 0.72575 | Residential_2028_SC A_MW_After Competition Groups_LED Parking Lot Fixture
Residential | Res ¦ Variable Frequency Drive (VFD) | 2028 | SC A | MW | After Competition Groups | 0.67731 | 0 | 0 | 288.4494 | 0.0023481 | 29 | Residential_2028_SC A_MW_After Competition Groups_29 | Variable Frequency Drive (VFD) | 0.2348% | 0 | 0.67731 | Residential_2028_SC A_MW_After Competition Groups_Variable Frequency Drive (VFD)
Residential | Res ¦ Comprehensive Draft Proofing | 2028 | SC A | MW | After Competition Groups | 0.66309 | 0 | 0 | 288.4494 | 0.0022988 | 30 | Residential_2028_SC A_MW_After Competition Groups_30 | Comprehensive Draft Proofing | 0.2299% | 0 | 0.66309 | Residential_2028_SC A_MW_After Competition Groups_Comprehensive Draft Proofing
Residential | Res ¦ CO Sensors for parking garage exhaust fans | 2028 | SC A | MW | After Competition Groups | 0.53002 | 0 | 0 | 288.4494 | 0.0018375 | 31 | Residential_2028_SC A_MW_After Competition Groups_31 | CO Sensors for parking garage exhaust fans | 0.1837% | 0 | 0.53002 | Residential_2028_SC A_MW_After Competition Groups_CO Sensors for parking garage exhaust fans
Residential | Res ¦ Energy Star Dehumidifier | 2028 | SC A | MW | After Competition Groups | 0.48117 | 0 | 0 | 288.4494 | 0.0016681 | 32 | Residential_2028_SC A_MW_After Competition Groups_32 | Energy Star Dehumidifier | 0.1668% | 0 | 0.48117 | Residential_2028_SC A_MW_After Competition Groups_Energy Star Dehumidifier
Residential | Res ¦ Demand Control Ventilation | 2028 | SC A | MW | After Competition Groups | 0.448 | 0 | 0 | 288.4494 | 0.0015531 | 33 | Residential_2028_SC A_MW_After Competition Groups_33 | Demand Control Ventilation | 0.1553% | 0 | 0.448 | Residential_2028_SC A_MW_After Competition Groups_Demand Control Ventilation
Residential | Res ¦ Water Heater Temperature Setback | 2028 | SC A | MW | After Competition Groups | 0.4253 | 0 | 0 | 288.4494 | 0.0014744 | 34 | Residential_2028_SC A_MW_After Competition Groups_34 | Water Heater Temperature Setback | 0.1474% | 0 | 0.4253 | Residential_2028_SC A_MW_After Competition Groups_Water Heater Temperature Setback
Residential | Res ¦ ENERGY STAR LED Lamps (General Service Lamps) | 2028 | SC A | MW | After Competition Groups | 0.40841 | 0 | 0 | 288.4494 | 0.0014159 | 35 | Residential_2028_SC A_MW_After Competition Groups_35 | ENERGY STAR LED Lamps (General Service Lamps) | 0.1416% | 0 | 0.40841 | Residential_2028_SC A_MW_After Competition Groups_ENERGY STAR LED Lamps (General Service Lamps)
Residential | Res ¦ LED Exterior Area Lights - LED Fixture (200W) | 2028 | SC A | MW | After Competition Groups | 0.35869 | 0 | 0 | 288.4494 | 0.0012435 | 36 | Residential_2028_SC A_MW_After Competition Groups_36 | LED Exterior Area Lights - LED Fixture (200W) | 0.1243% | 0 | 0.35869 | Residential_2028_SC A_MW_After Competition Groups_LED Exterior Area Lights - LED Fixture (200W)
Residential | Res ¦ Floor Insulation | 2028 | SC A | MW | After Competition Groups | 0.31098 | 0 | 0 | 288.4494 | 0.0010781 | 37 | Residential_2028_SC A_MW_After Competition Groups_37 | Floor Insulation | 0.1078% | 0 | 0.31098 | Residential_2028_SC A_MW_After Competition Groups_Floor Insulation
Residential | Res ¦ Clothes Drying Racks | 2028 | SC A | MW | After Competition Groups | 0.30944 | 0 | 0 | 288.4494 | 0.0010728 | 38 | Residential_2028_SC A_MW_After Competition Groups_38 | Clothes Drying Racks | 0.1073% | 0 | 0.30944 | Residential_2028_SC A_MW_After Competition Groups_Clothes Drying Racks
Residential | Res ¦ VFD on Pumps | 2028 | SC A | MW | After Competition Groups | 0.19346 | 0 | 0 | 288.4494 | 0.00067068 | 39 | Residential_2028_SC A_MW_After Competition Groups_39 | VFD on Pumps | 0.06707% | 0 | 0.19346 | Residential_2028_SC A_MW_After Competition Groups_VFD on Pumps
Residential | Res ¦ Condensing Make Up Air Unit | 2028 | SC A | MW | After Competition Groups | 0.1883 | 0 | 0 | 288.4494 | 0.00065281 | 40 | Residential_2028_SC A_MW_After Competition Groups_40 | Condensing Make Up Air Unit | 0.06528% | 0 | 0.1883 | Residential_2028_SC A_MW_After Competition Groups_Condensing Make Up Air Unit
Residential | Res ¦ Tankless Water Heater | 2028 | SC A | MW | After Competition Groups | 0.18297 | 0 | 0 | 288.4494 | 0.00063431 | 41 | Residential_2028_SC A_MW_After Competition Groups_41 | Tankless Water Heater | 0.06343% | 0 | 0.18297 | Residential_2028_SC A_MW_After Competition Groups_Tankless Water Heater
Residential | Res ¦ Duct Insulation | 2028 | SC A | MW | After Competition Groups | 0.18292 | 0 | 0 | 288.4494 | 0.00063414 | 42 | Residential_2028_SC A_MW_After Competition Groups_42 | Duct Insulation | 0.06341% | 0 | 0.18292 | Residential_2028_SC A_MW_After Competition Groups_Duct Insulation
Residential | Res ¦ ECM MOTORS FOR HVAC APPLICATION (FAN-POWERED VAV BOX) | 2028 | SC A | MW | After Competition Groups | 0.11256 | 0 | 0 | 288.4494 | 0.00039022 | 43 | Residential_2028_SC A_MW_After Competition Groups_43 | ECM MOTORS FOR HVAC APPLICATION (FAN-POWERED VAV BOX) | 0.03902% | 0 | 0.11256 | Residential_2028_SC A_MW_After Competition Groups_ECM MOTORS FOR HVAC APPLICATION (FAN-POWERED VAV BOX)
Residential | Res ¦ Duct Insulation MF | 2028 | SC A | MW | After Competition Groups | 0.10799 | 0 | 0 | 288.4494 | 0.00037438 | 44 | Residential_2028_SC A_MW_After Competition Groups_44 | Duct Insulation MF | 0.03744% | 0 | 0.10799 | Residential_2028_SC A_MW_After Competition Groups_Duct Insulation MF
Residential | Res ¦ Heat Recovery Ventilator | 2028 | SC A | MW | After Competition Groups | 0.086608 | 0 | 0 | 288.4494 | 0.00030025 | 45 | Residential_2028_SC A_MW_After Competition Groups_45 | Heat Recovery Ventilator | 0.03003% | 0 | 0.086608 | Residential_2028_SC A_MW_After Competition Groups_Heat Recovery Ventilator
Residential | Res ¦ Chilled Water Optimization | 2028 | SC A | MW | After Competition Groups | 0.076621 | 0 | 0 | 288.4494 | 0.00026563 | 46 | Residential_2028_SC A_MW_After Competition Groups_46 | Chilled Water Optimization | 0.02656% | 0 | 0.076621 | Residential_2028_SC A_MW_After Competition Groups_Chilled Water Optimization
Residential | Res ¦ Beverage Vending Machine Controls | 2028 | SC A | MW | After Competition Groups | 0.062891 | 0 | 0 | 288.4494 | 0.00021803 | 47 | Residential_2028_SC A_MW_After Competition Groups_47 | Beverage Vending Machine Controls | 0.0218% | 0 | 0.062891 | Residential_2028_SC A_MW_After Competition Groups_Beverage Vending Machine Controls
Residential | Res ¦ LED High Bay Fixture | 2028 | SC A | MW | After Competition Groups | 0.0098983 | 0 | 0 | 288.4494 | 3.4316e-05 | 48 | Residential_2028_SC A_MW_After Competition Groups_48 | LED High Bay Fixture | 0.003432% | 0 | 0.0098983 | Residential_2028_SC A_MW_After Competition Groups_LED High Bay Fixture
Residential | Res ¦ Wall Insulation MF | 2028 | SC A | MW | After Competition Groups | 0.0021807 | 0 | 0 | 288.4494 | 7.5601e-06 | 49 | Residential_2028_SC A_MW_After Competition Groups_49 | Wall Insulation MF | 0.000756% | 0 | 0.0021807 | Residential_2028_SC A_MW_After Competition Groups_Wall Insulation MF
Residential | Res ¦ Wall Insulation | 2028 | SC A | MW | After Competition Groups | 0.0015317 | 0 | 0 | 288.4494 | 5.3101e-06 | 50 | Residential_2028_SC A_MW_After Competition Groups_50 | Wall Insulation | 0.000531% | 0 | 0.0015317 | Residential_2028_SC A_MW_After Competition Groups_Wall Insulation
Residential | Res ¦ Freezer Recycling | 2028 | SC A | MW | After Competition Groups | 0.00021691 | 0 | 0 | 288.4494 | 7.5199e-07 | 51 | Residential_2028_SC A_MW_After Competition Groups_51 | Freezer Recycling | 7.52e-05% | 0 | 0.00021691 | Residential_2028_SC A_MW_After Competition Groups_Freezer Recycling
Residential | Res ¦ LED Downlight | 2028 | SC A | MW | After Competition Groups | 0 | 0 | 0 | 288.4494 | 0 | 52 | Residential_2028_SC A_MW_After Competition Groups_52 | LED Downlight | 0% | 0 | 0 | Residential_2028_SC A_MW_After Competition Groups_LED Downlight
Residential | Res ¦ Smart Burners | 2028 | SC A | MW | After Competition Groups | 0 | 0 | 0 | 288.4494 | 0 | 53 | Residential_2028_SC A_MW_After Competition Groups_53 | Smart Burners | 0% | 0 | 0 | Residential_2028_SC A_MW_After Competition Groups_Smart Burners
Residential | Res ¦ Smart Power Bar | 2028 | SC A | MW | After Competition Groups | 0 | 0 | 0 | 288.4494 | 0 | 54 | Residential_2028_SC A_MW_After Competition Groups_54 | Smart Power Bar | 0% | 0 | 0 | Residential_2028_SC A_MW_After Competition Groups_Smart Power Bar
Residential | Res ¦ Ductless Mini-Split Heat Pump | 2028 | SC B | MW | After Competition Groups | 71.5424 | 0 | 0 | 513.3942 | 0.13935 | 1 | Residential_2028_SC B_MW_After Competition Groups_1 | Ductless Mini-Split Heat Pump | 13.94% | 0 | 71.5424 | Residential_2028_SC B_MW_After Competition Groups_Ductless Mini-Split Heat Pump
Residential | Res ¦ Building Recommissioning, Operations and Maintenance (O&M) Improvements | 2028 | SC B | MW | After Competition Groups | 70.4552 | 0 | 0 | 513.3942 | 0.13723 | 2 | Residential_2028_SC B_MW_After Competition Groups_2 | Building Recommissioning, Operations and Maintenance (O&M) Improvements | 13.72% | 0 | 70.4552 | Residential_2028_SC B_MW_After Competition Groups_Building Recommissioning, Operations and Maintenance (O&M) Improvements
Residential | Res ¦ Energy Star Clothes Washer | 2028 | SC B | MW | After Competition Groups | 51.2621 | 0 | 0 | 513.3942 | 0.099849 | 3 | Residential_2028_SC B_MW_After Competition Groups_3 | Energy Star Clothes Washer | 9.985% | 0 | 51.2621 | Residential_2028_SC B_MW_After Competition Groups_Energy Star Clothes Washer
Residential | Res ¦ Variable Speed Pool Pump Motor | 2028 | SC B | MW | After Competition Groups | 50.3225 | 0 | 0 | 513.3942 | 0.098019 | 4 | Residential_2028_SC B_MW_After Competition Groups_4 | Variable Speed Pool Pump Motor | 9.802% | 0 | 50.3225 | Residential_2028_SC B_MW_After Competition Groups_Variable Speed Pool Pump Motor
Residential | Res ¦ Adaptive Thermostat | 2028 | SC B | MW | After Competition Groups | 47.7524 | 0 | 0 | 513.3942 | 0.093013 | 5 | Residential_2028_SC B_MW_After Competition Groups_5 | Adaptive Thermostat | 9.301% | 0 | 47.7524 | Residential_2028_SC B_MW_After Competition Groups_Adaptive Thermostat
Residential | Res ¦ Energy Star Air Source Heat Pump | 2028 | SC B | MW | After Competition Groups | 19.132 | 0 | 0 | 513.3942 | 0.037266 | 6 | Residential_2028_SC B_MW_After Competition Groups_6 | Energy Star Air Source Heat Pump | 3.727% | 0 | 19.132 | Residential_2028_SC B_MW_After Competition Groups_Energy Star Air Source Heat Pump
Residential | Res ¦ Energy Star Room Air Conditioner | 2028 | SC B | MW | After Competition Groups | 18.0598 | 0 | 0 | 513.3942 | 0.035177 | 7 | Residential_2028_SC B_MW_After Competition Groups_7 | Energy Star Room Air Conditioner | 3.518% | 0 | 18.0598 | Residential_2028_SC B_MW_After Competition Groups_Energy Star Room Air Conditioner
Residential | Res ¦ Energy Star LED Bulbs General Purpose LEDs | 2028 | SC B | MW | After Competition Groups | 15.8772 | 0 | 0 | 513.3942 | 0.030926 | 8 | Residential_2028_SC B_MW_After Competition Groups_8 | Energy Star LED Bulbs General Purpose LEDs | 3.093% | 0 | 15.8772 | Residential_2028_SC B_MW_After Competition Groups_Energy Star LED Bulbs General Purpose LEDs
Residential | Res ¦ Energy Star A Line, PAR, MR Lamps | 2028 | SC B | MW | After Competition Groups | 15.6421 | 0 | 0 | 513.3942 | 0.030468 | 9 | Residential_2028_SC B_MW_After Competition Groups_9 | Energy Star A Line, PAR, MR Lamps | 3.047% | 0 | 15.6421 | Residential_2028_SC B_MW_After Competition Groups_Energy Star A Line, PAR, MR Lamps
Residential | Res ¦ Energy Star LED Specialty Bulbs | 2028 | SC B | MW | After Competition Groups | 14.3977 | 0 | 0 | 513.3942 | 0.028044 | 10 | Residential_2028_SC B_MW_After Competition Groups_10 | Energy Star LED Specialty Bulbs | 2.804% | 0 | 14.3977 | Residential_2028_SC B_MW_After Competition Groups_Energy Star LED Specialty Bulbs
Residential | Res ¦ Basement Wall Insulation | 2028 | SC B | MW | After Competition Groups | 13.3004 | 0 | 0 | 513.3942 | 0.025907 | 11 | Residential_2028_SC B_MW_After Competition Groups_11 | Basement Wall Insulation | 2.591% | 0 | 13.3004 | Residential_2028_SC B_MW_After Competition Groups_Basement Wall Insulation
Residential | Res ¦ Advanced BAS/Controllers | 2028 | SC B | MW | After Competition Groups | 10.311 | 0 | 0 | 513.3942 | 0.020084 | 12 | Residential_2028_SC B_MW_After Competition Groups_12 | Advanced BAS/Controllers | 2.008% | 0 | 10.311 | Residential_2028_SC B_MW_After Competition Groups_Advanced BAS/Controllers
Residential | Res ¦ Attic Insulation | 2028 | SC B | MW | After Competition Groups | 10.2585 | 0 | 0 | 513.3942 | 0.019982 | 13 | Residential_2028_SC B_MW_After Competition Groups_13 | Attic Insulation | 1.998% | 0 | 10.2585 | Residential_2028_SC B_MW_After Competition Groups_Attic Insulation
Residential | Res ¦ Clothes Drying Racks | 2028 | SC B | MW | After Competition Groups | 9.5392 | 0 | 0 | 513.3942 | 0.018581 | 14 | Residential_2028_SC B_MW_After Competition Groups_14 | Clothes Drying Racks | 1.858% | 0 | 9.5392 | Residential_2028_SC B_MW_After Competition Groups_Clothes Drying Racks
Residential | Res ¦ Energy Star Clothes Dryer | 2028 | SC B | MW | After Competition Groups | 9.457 | 0 | 0 | 513.3942 | 0.018421 | 15 | Residential_2028_SC B_MW_After Competition Groups_15 | Energy Star Clothes Dryer | 1.842% | 0 | 9.457 | Residential_2028_SC B_MW_After Competition Groups_Energy Star Clothes Dryer
Residential | Res ¦ Occupancy Sensors MF | 2028 | SC B | MW | After Competition Groups | 9.3177 | 0 | 0 | 513.3942 | 0.018149 | 16 | Residential_2028_SC B_MW_After Competition Groups_16 | Occupancy Sensors MF | 1.815% | 0 | 9.3177 | Residential_2028_SC B_MW_After Competition Groups_Occupancy Sensors MF
Residential | Res ¦ Refrigerator Recycling | 2028 | SC B | MW | After Competition Groups | 8.0862 | 0 | 0 | 513.3942 | 0.01575 | 17 | Residential_2028_SC B_MW_After Competition Groups_17 | Refrigerator Recycling | 1.575% | 0 | 8.0862 | Residential_2028_SC B_MW_After Competition Groups_Refrigerator Recycling
Residential | Res ¦ Freezer Recycling | 2028 | SC B | MW | After Competition Groups | 7.5191 | 0 | 0 | 513.3942 | 0.014646 | 18 | Residential_2028_SC B_MW_After Competition Groups_18 | Freezer Recycling | 1.465% | 0 | 7.5191 | Residential_2028_SC B_MW_After Competition Groups_Freezer Recycling
Residential | Res ¦ High Efficiency Chiller (avg of water and air cooled) | 2028 | SC B | MW | After Competition Groups | 6.9107 | 0 | 0 | 513.3942 | 0.013461 | 19 | Residential_2028_SC B_MW_After Competition Groups_19 | High Efficiency Chiller (avg of water and air cooled) | 1.346% | 0 | 6.9107 | Residential_2028_SC B_MW_After Competition Groups_High Efficiency Chiller (avg of water and air cooled)
Residential | Res ¦ Energy Star Torchiere | 2028 | SC B | MW | After Competition Groups | 6.6698 | 0 | 0 | 513.3942 | 0.012992 | 20 | Residential_2028_SC B_MW_After Competition Groups_20 | Energy Star Torchiere | 1.299% | 0 | 6.6698 | Residential_2028_SC B_MW_After Competition Groups_Energy Star Torchiere
Residential | Res ¦ Energy Star Dehumidifier | 2028 | SC B | MW | After Competition Groups | 5.077 | 0 | 0 | 513.3942 | 0.009889 | 21 | Residential_2028_SC B_MW_After Competition Groups_21 | Energy Star Dehumidifier | 0.9889% | 0 | 5.077 | Residential_2028_SC B_MW_After Competition Groups_Energy Star Dehumidifier
Residential | Res ¦ Energy Star Freezer | 2028 | SC B | MW | After Competition Groups | 3.9991 | 0 | 0 | 513.3942 | 0.0077895 | 22 | Residential_2028_SC B_MW_After Competition Groups_22 | Energy Star Freezer | 0.779% | 0 | 3.9991 | Residential_2028_SC B_MW_After Competition Groups_Energy Star Freezer
Residential | Res ¦ Home Energy Reports | 2028 | SC B | MW | After Competition Groups | 3.781 | 0 | 0 | 513.3942 | 0.0073647 | 23 | Residential_2028_SC B_MW_After Competition Groups_23 | Home Energy Reports | 0.7365% | 0 | 3.781 | Residential_2028_SC B_MW_After Competition Groups_Home Energy Reports
Residential | Res ¦ LED Tube Re-Lamp | 2028 | SC B | MW | After Competition Groups | 2.9091 | 0 | 0 | 513.3942 | 0.0056665 | 24 | Residential_2028_SC B_MW_After Competition Groups_24 | LED Tube Re-Lamp | 0.5666% | 0 | 2.9091 | Residential_2028_SC B_MW_After Competition Groups_LED Tube Re-Lamp
Residential | Res ¦ Air Sealing | 2028 | SC B | MW | After Competition Groups | 2.8289 | 0 | 0 | 513.3942 | 0.0055103 | 25 | Residential_2028_SC B_MW_After Competition Groups_25 | Air Sealing | 0.551% | 0 | 2.8289 | Residential_2028_SC B_MW_After Competition Groups_Air Sealing
Residential | Res ¦ Outside Air Economizer | 2028 | SC B | MW | After Competition Groups | 2.7387 | 0 | 0 | 513.3942 | 0.0053344 | 26 | Residential_2028_SC B_MW_After Competition Groups_26 | Outside Air Economizer | 0.5334% | 0 | 2.7387 | Residential_2028_SC B_MW_After Competition Groups_Outside Air Economizer
Residential | Res ¦ Floor Insulation | 2028 | SC B | MW | After Competition Groups | 2.6875 | 0 | 0 | 513.3942 | 0.0052348 | 27 | Residential_2028_SC B_MW_After Competition Groups_27 | Floor Insulation | 0.5235% | 0 | 2.6875 | Residential_2028_SC B_MW_After Competition Groups_Floor Insulation
Residential | Res ¦ Energy Star Light Fixture | 2028 | SC B | MW | After Competition Groups | 2.6133 | 0 | 0 | 513.3942 | 0.0050903 | 28 | Residential_2028_SC B_MW_After Competition Groups_28 | Energy Star Light Fixture | 0.509% | 0 | 2.6133 | Residential_2028_SC B_MW_After Competition Groups_Energy Star Light Fixture
Residential | Res ¦ Duct Insulation | 2028 | SC B | MW | After Competition Groups | 2.3971 | 0 | 0 | 513.3942 | 0.0046692 | 29 | Residential_2028_SC B_MW_After Competition Groups_29 | Duct Insulation | 0.4669% | 0 | 2.3971 | Residential_2028_SC B_MW_After Competition Groups_Duct Insulation
Residential | Res ¦ Minimize Hot and Warm Clothes Wash | 2028 | SC B | MW | After Competition Groups | 2.0333 | 0 | 0 | 513.3942 | 0.0039605 | 30 | Residential_2028_SC B_MW_After Competition Groups_30 | Minimize Hot and Warm Clothes Wash | 0.3961% | 0 | 2.0333 | Residential_2028_SC B_MW_After Competition Groups_Minimize Hot and Warm Clothes Wash
Residential | Res ¦ Demand Control Ventilation | 2028 | SC B | MW | After Competition Groups | 1.812 | 0 | 0 | 513.3942 | 0.0035295 | 31 | Residential_2028_SC B_MW_After Competition Groups_31 | Demand Control Ventilation | 0.353% | 0 | 1.812 | Residential_2028_SC B_MW_After Competition Groups_Demand Control Ventilation
Residential | Res ¦ ENERGY STAR LED LAMPS (REFLECTOR LAMPs/MR16/PAR 16) | 2028 | SC B | MW | After Competition Groups | 1.811 | 0 | 0 | 513.3942 | 0.0035275 | 32 | Residential_2028_SC B_MW_After Competition Groups_32 | ENERGY STAR LED LAMPS (REFLECTOR LAMPs/MR16/PAR 16) | 0.3528% | 0 | 1.811 | Residential_2028_SC B_MW_After Competition Groups_ENERGY STAR LED LAMPS (REFLECTOR LAMPs/MR16/PAR 16)
Residential | Res ¦ Furnace Whistle | 2028 | SC B | MW | After Competition Groups | 1.7415 | 0 | 0 | 513.3942 | 0.0033922 | 33 | Residential_2028_SC B_MW_After Competition Groups_33 | Furnace Whistle | 0.3392% | 0 | 1.7415 | Residential_2028_SC B_MW_After Competition Groups_Furnace Whistle
Residential | Res ¦ Comprehensive Draft Proofing | 2028 | SC B | MW | After Competition Groups | 1.4799 | 0 | 0 | 513.3942 | 0.0028825 | 34 | Residential_2028_SC B_MW_After Competition Groups_34 | Comprehensive Draft Proofing | 0.2883% | 0 | 1.4799 | Residential_2028_SC B_MW_After Competition Groups_Comprehensive Draft Proofing
Residential | Res ¦ Variable Frequency Drive (VFD) | 2028 | SC B | MW | After Competition Groups | 1.4353 | 0 | 0 | 513.3942 | 0.0027957 | 35 | Residential_2028_SC B_MW_After Competition Groups_35 | Variable Frequency Drive (VFD) | 0.2796% | 0 | 1.4353 | Residential_2028_SC B_MW_After Competition Groups_Variable Frequency Drive (VFD)
Residential | Res ¦ CO Sensors for parking garage exhaust fans | 2028 | SC B | MW | After Competition Groups | 1.4307 | 0 | 0 | 513.3942 | 0.0027868 | 36 | Residential_2028_SC B_MW_After Competition Groups_36 | CO Sensors for parking garage exhaust fans | 0.2787% | 0 | 1.4307 | Residential_2028_SC B_MW_After Competition Groups_CO Sensors for parking garage exhaust fans
Residential | Res ¦ Duct Insulation MF | 2028 | SC B | MW | After Competition Groups | 1.0364 | 0 | 0 | 513.3942 | 0.0020187 | 37 | Residential_2028_SC B_MW_After Competition Groups_37 | Duct Insulation MF | 0.2019% | 0 | 1.0364 | Residential_2028_SC B_MW_After Competition Groups_Duct Insulation MF
Residential | Res ¦ Heat Recovery Ventilator | 2028 | SC B | MW | After Competition Groups | 1.0242 | 0 | 0 | 513.3942 | 0.001995 | 38 | Residential_2028_SC B_MW_After Competition Groups_38 | Heat Recovery Ventilator | 0.1995% | 0 | 1.0242 | Residential_2028_SC B_MW_After Competition Groups_Heat Recovery Ventilator
Residential | Res ¦ Water Heater Temperature Setback | 2028 | SC B | MW | After Competition Groups | 0.90779 | 0 | 0 | 513.3942 | 0.0017682 | 39 | Residential_2028_SC B_MW_After Competition Groups_39 | Water Heater Temperature Setback | 0.1768% | 0 | 0.90779 | Residential_2028_SC B_MW_After Competition Groups_Water Heater Temperature Setback
Residential | Res ¦ LED Parking Lot Fixture | 2028 | SC B | MW | After Competition Groups | 0.80474 | 0 | 0 | 513.3942 | 0.0015675 | 40 | Residential_2028_SC B_MW_After Competition Groups_40 | LED Parking Lot Fixture | 0.1567% | 0 | 0.80474 | Residential_2028_SC B_MW_After Competition Groups_LED Parking Lot Fixture
Residential | Res ¦ Condensing Make Up Air Unit | 2028 | SC B | MW | After Competition Groups | 0.74272 | 0 | 0 | 513.3942 | 0.0014467 | 41 | Residential_2028_SC B_MW_After Competition Groups_41 | Condensing Make Up Air Unit | 0.1447% | 0 | 0.74272 | Residential_2028_SC B_MW_After Competition Groups_Condensing Make Up Air Unit
Residential | Res ¦ Tankless Water Heater | 2028 | SC B | MW | After Competition Groups | 0.53176 | 0 | 0 | 513.3942 | 0.0010358 | 42 | Residential_2028_SC B_MW_After Competition Groups_42 | Tankless Water Heater | 0.1036% | 0 | 0.53176 | Residential_2028_SC B_MW_After Competition Groups_Tankless Water Heater
Residential | Res ¦ VFD on Pumps | 2028 | SC B | MW | After Competition Groups | 0.44137 | 0 | 0 | 513.3942 | 0.00085971 | 43 | Residential_2028_SC B_MW_After Competition Groups_43 | VFD on Pumps | 0.08597% | 0 | 0.44137 | Residential_2028_SC B_MW_After Competition Groups_VFD on Pumps
Residential | Res ¦ ENERGY STAR LED Lamps (General Service Lamps) | 2028 | SC B | MW | After Competition Groups | 0.40841 | 0 | 0 | 513.3942 | 0.00079551 | 44 | Residential_2028_SC B_MW_After Competition Groups_44 | ENERGY STAR LED Lamps (General Service Lamps) | 0.07955% | 0 | 0.40841 | Residential_2028_SC B_MW_After Competition Groups_ENERGY STAR LED Lamps (General Service Lamps)
Residential | Res ¦ LED Exterior Area Lights - LED Fixture (200W) | 2028 | SC B | MW | After Competition Groups | 0.35869 | 0 | 0 | 513.3942 | 0.00069866 | 45 | Residential_2028_SC B_MW_After Competition Groups_45 | LED Exterior Area Lights - LED Fixture (200W) | 0.06987% | 0 | 0.35869 | Residential_2028_SC B_MW_After Competition Groups_LED Exterior Area Lights - LED Fixture (200W)
Residential | Res ¦ ECM MOTORS FOR HVAC APPLICATION (FAN-POWERED VAV BOX) | 2028 | SC B | MW | After Competition Groups | 0.2322 | 0 | 0 | 513.3942 | 0.00045227 | 46 | Residential_2028_SC B_MW_After Competition Groups_46 | ECM MOTORS FOR HVAC APPLICATION (FAN-POWERED VAV BOX) | 0.04523% | 0 | 0.2322 | Residential_2028_SC B_MW_After Competition Groups_ECM MOTORS FOR HVAC APPLICATION (FAN-POWERED VAV BOX)
Residential | Res ¦ Beverage Vending Machine Controls | 2028 | SC B | MW | After Competition Groups | 0.14832 | 0 | 0 | 513.3942 | 0.0002889 | 47 | Residential_2028_SC B_MW_After Competition Groups_47 | Beverage Vending Machine Controls | 0.02889% | 0 | 0.14832 | Residential_2028_SC B_MW_After Competition Groups_Beverage Vending Machine Controls
Residential | Res ¦ Chilled Water Optimization | 2028 | SC B | MW | After Competition Groups | 0.10721 | 0 | 0 | 513.3942 | 0.00020883 | 48 | Residential_2028_SC B_MW_After Competition Groups_48 | Chilled Water Optimization | 0.02088% | 0 | 0.10721 | Residential_2028_SC B_MW_After Competition Groups_Chilled Water Optimization
Residential | Res ¦ Wall Insulation | 2028 | SC B | MW | After Competition Groups | 0.038627 | 0 | 0 | 513.3942 | 7.5239e-05 | 49 | Residential_2028_SC B_MW_After Competition Groups_49 | Wall Insulation | 0.007524% | 0 | 0.038627 | Residential_2028_SC B_MW_After Competition Groups_Wall Insulation
Residential | Res ¦ LED High Bay Fixture | 2028 | SC B | MW | After Competition Groups | 0.02103 | 0 | 0 | 513.3942 | 4.0962e-05 | 50 | Residential_2028_SC B_MW_After Competition Groups_50 | LED High Bay Fixture | 0.004096% | 0 | 0.02103 | Residential_2028_SC B_MW_After Competition Groups_LED High Bay Fixture
Residential | Res ¦ Wall Insulation MF | 2028 | SC B | MW | After Competition Groups | 0.0023429 | 0 | 0 | 513.3942 | 4.5635e-06 | 51 | Residential_2028_SC B_MW_After Competition Groups_51 | Wall Insulation MF | 0.0004563% | 0 | 0.0023429 | Residential_2028_SC B_MW_After Competition Groups_Wall Insulation MF
Residential | Res ¦ LED Downlight | 2028 | SC B | MW | After Competition Groups | 0 | 0 | 0 | 513.3942 | 0 | 52 | Residential_2028_SC B_MW_After Competition Groups_52 | LED Downlight | 0% | 0 | 0 | Residential_2028_SC B_MW_After Competition Groups_LED Downlight
Residential | Res ¦ Smart Burners | 2028 | SC B | MW | After Competition Groups | 0 | 0 | 0 | 513.3942 | 0 | 53 | Residential_2028_SC B_MW_After Competition Groups_53 | Smart Burners | 0% | 0 | 0 | Residential_2028_SC B_MW_After Competition Groups_Smart Burners
Residential | Res ¦ Smart Power Bar | 2028 | SC B | MW | After Competition Groups | 0 | 0 | 0 | 513.3942 | 0 | 54 | Residential_2028_SC B_MW_After Competition Groups_54 | Smart Power Bar | 0% | 0 | 0 | Residential_2028_SC B_MW_After Competition Groups_Smart Power Bar
Residential | Res ¦ Ductless Mini-Split Heat Pump | 2028 | SC C | MW | After Competition Groups | 54.298 | 0 | 0 | 349.3997 | 0.1554 | 1 | Residential_2028_SC C_MW_After Competition Groups_1 | Ductless Mini-Split Heat Pump | 15.54% | 0 | 54.298 | Residential_2028_SC C_MW_After Competition Groups_Ductless Mini-Split Heat Pump
Residential | Res ¦ Energy Star Clothes Washer | 2028 | SC C | MW | After Competition Groups | 45.0585 | 0 | 0 | 349.3997 | 0.12896 | 2 | Residential_2028_SC C_MW_After Competition Groups_2 | Energy Star Clothes Washer | 12.9% | 0 | 45.0585 | Residential_2028_SC C_MW_After Competition Groups_Energy Star Clothes Washer
Residential | Res ¦ Building Recommissioning, Operations and Maintenance (O&M) Improvements | 2028 | SC C | MW | After Competition Groups | 33.2463 | 0 | 0 | 349.3997 | 0.095153 | 3 | Residential_2028_SC C_MW_After Competition Groups_3 | Building Recommissioning, Operations and Maintenance (O&M) Improvements | 9.515% | 0 | 33.2463 | Residential_2028_SC C_MW_After Competition Groups_Building Recommissioning, Operations and Maintenance (O&M) Improvements
Residential | Res ¦ Adaptive Thermostat | 2028 | SC C | MW | After Competition Groups | 33.056 | 0 | 0 | 349.3997 | 0.094608 | 4 | Residential_2028_SC C_MW_After Competition Groups_4 | Adaptive Thermostat | 9.461% | 0 | 33.056 | Residential_2028_SC C_MW_After Competition Groups_Adaptive Thermostat
Residential | Res ¦ Energy Star LED Specialty Bulbs | 2028 | SC C | MW | After Competition Groups | 26.0857 | 0 | 0 | 349.3997 | 0.074659 | 5 | Residential_2028_SC C_MW_After Competition Groups_5 | Energy Star LED Specialty Bulbs | 7.466% | 0 | 26.0857 | Residential_2028_SC C_MW_After Competition Groups_Energy Star LED Specialty Bulbs
Residential | Res ¦ Variable Speed Pool Pump Motor | 2028 | SC C | MW | After Competition Groups | 23.7475 | 0 | 0 | 349.3997 | 0.067967 | 6 | Residential_2028_SC C_MW_After Competition Groups_6 | Variable Speed Pool Pump Motor | 6.797% | 0 | 23.7475 | Residential_2028_SC C_MW_After Competition Groups_Variable Speed Pool Pump Motor
Residential | Res ¦ Energy Star Room Air Conditioner | 2028 | SC C | MW | After Competition Groups | 14.3091 | 0 | 0 | 349.3997 | 0.040953 | 7 | Residential_2028_SC C_MW_After Competition Groups_7 | Energy Star Room Air Conditioner | 4.095% | 0 | 14.3091 | Residential_2028_SC C_MW_After Competition Groups_Energy Star Room Air Conditioner
Residential | Res ¦ Basement Wall Insulation | 2028 | SC C | MW | After Competition Groups | 13.3023 | 0 | 0 | 349.3997 | 0.038072 | 8 | Residential_2028_SC C_MW_After Competition Groups_8 | Basement Wall Insulation | 3.807% | 0 | 13.3023 | Residential_2028_SC C_MW_After Competition Groups_Basement Wall Insulation
Residential | Res ¦ Energy Star Air Source Heat Pump | 2028 | SC C | MW | After Competition Groups | 11.8029 | 0 | 0 | 349.3997 | 0.03378 | 9 | Residential_2028_SC C_MW_After Competition Groups_9 | Energy Star Air Source Heat Pump | 3.378% | 0 | 11.8029 | Residential_2028_SC C_MW_After Competition Groups_Energy Star Air Source Heat Pump
Residential | Res ¦ Energy Star A Line, PAR, MR Lamps | 2028 | SC C | MW | After Competition Groups | 10.6353 | 0 | 0 | 349.3997 | 0.030439 | 10 | Residential_2028_SC C_MW_After Competition Groups_10 | Energy Star A Line, PAR, MR Lamps | 3.044% | 0 | 10.6353 | Residential_2028_SC C_MW_After Competition Groups_Energy Star A Line, PAR, MR Lamps
Residential | Res ¦ Attic Insulation | 2028 | SC C | MW | After Competition Groups | 10.0251 | 0 | 0 | 349.3997 | 0.028692 | 11 | Residential_2028_SC C_MW_After Competition Groups_11 | Attic Insulation | 2.869% | 0 | 10.0251 | Residential_2028_SC C_MW_After Competition Groups_Attic Insulation
Residential | Res ¦ Energy Star Clothes Dryer | 2028 | SC C | MW | After Competition Groups | 9.46 | 0 | 0 | 349.3997 | 0.027075 | 12 | Residential_2028_SC C_MW_After Competition Groups_12 | Energy Star Clothes Dryer | 2.708% | 0 | 9.46 | Residential_2028_SC C_MW_After Competition Groups_Energy Star Clothes Dryer
Residential | Res ¦ High Efficiency Chiller (avg of water and air cooled) | 2028 | SC C | MW | After Competition Groups | 6.7041 | 0 | 0 | 349.3997 | 0.019187 | 13 | Residential_2028_SC C_MW_After Competition Groups_13 | High Efficiency Chiller (avg of water and air cooled) | 1.919% | 0 | 6.7041 | Residential_2028_SC C_MW_After Competition Groups_High Efficiency Chiller (avg of water and air cooled)
Residential | Res ¦ Energy Star LED Bulbs General Purpose LEDs | 2028 | SC C | MW | After Competition Groups | 6.5551 | 0 | 0 | 349.3997 | 0.018761 | 14 | Residential_2028_SC C_MW_After Competition Groups_14 | Energy Star LED Bulbs General Purpose LEDs | 1.876% | 0 | 6.5551 | Residential_2028_SC C_MW_After Competition Groups_Energy Star LED Bulbs General Purpose LEDs
Residential | Res ¦ Advanced BAS/Controllers | 2028 | SC C | MW | After Competition Groups | 4.866 | 0 | 0 | 349.3997 | 0.013927 | 15 | Residential_2028_SC C_MW_After Competition Groups_15 | Advanced BAS/Controllers | 1.393% | 0 | 4.866 | Residential_2028_SC C_MW_After Competition Groups_Advanced BAS/Controllers
Residential | Res ¦ Energy Star Torchiere | 2028 | SC C | MW | After Competition Groups | 4.3854 | 0 | 0 | 349.3997 | 0.012551 | 16 | Residential_2028_SC C_MW_After Competition Groups_16 | Energy Star Torchiere | 1.255% | 0 | 4.3854 | Residential_2028_SC C_MW_After Competition Groups_Energy Star Torchiere
Residential | Res ¦ Occupancy Sensors MF | 2028 | SC C | MW | After Competition Groups | 4.3032 | 0 | 0 | 349.3997 | 0.012316 | 17 | Residential_2028_SC C_MW_After Competition Groups_17 | Occupancy Sensors MF | 1.232% | 0 | 4.3032 | Residential_2028_SC C_MW_After Competition Groups_Occupancy Sensors MF
Residential | Res ¦ Refrigerator Recycling | 2028 | SC C | MW | After Competition Groups | 3.8159 | 0 | 0 | 349.3997 | 0.010921 | 18 | Residential_2028_SC C_MW_After Competition Groups_18 | Refrigerator Recycling | 1.092% | 0 | 3.8159 | Residential_2028_SC C_MW_After Competition Groups_Refrigerator Recycling
Residential | Res ¦ Home Energy Reports | 2028 | SC C | MW | After Competition Groups | 3.781 | 0 | 0 | 349.3997 | 0.010821 | 19 | Residential_2028_SC C_MW_After Competition Groups_19 | Home Energy Reports | 1.082% | 0 | 3.781 | Residential_2028_SC C_MW_After Competition Groups_Home Energy Reports
Residential | Res ¦ Energy Star Freezer | 2028 | SC C | MW | After Competition Groups | 3.1099 | 0 | 0 | 349.3997 | 0.0089006 | 20 | Residential_2028_SC C_MW_After Competition Groups_20 | Energy Star Freezer | 0.8901% | 0 | 3.1099 | Residential_2028_SC C_MW_After Competition Groups_Energy Star Freezer
Residential | Res ¦ LED Tube Re-Lamp | 2028 | SC C | MW | After Competition Groups | 2.9091 | 0 | 0 | 349.3997 | 0.0083261 | 21 | Residential_2028_SC C_MW_After Competition Groups_21 | LED Tube Re-Lamp | 0.8326% | 0 | 2.9091 | Residential_2028_SC C_MW_After Competition Groups_LED Tube Re-Lamp
Residential | Res ¦ Air Sealing | 2028 | SC C | MW | After Competition Groups | 2.5876 | 0 | 0 | 349.3997 | 0.0074057 | 22 | Residential_2028_SC C_MW_After Competition Groups_22 | Air Sealing | 0.7406% | 0 | 2.5876 | Residential_2028_SC C_MW_After Competition Groups_Air Sealing
Residential | Res ¦ Energy Star Light Fixture | 2028 | SC C | MW | After Competition Groups | 2.3839 | 0 | 0 | 349.3997 | 0.0068229 | 23 | Residential_2028_SC C_MW_After Competition Groups_23 | Energy Star Light Fixture | 0.6823% | 0 | 2.3839 | Residential_2028_SC C_MW_After Competition Groups_Energy Star Light Fixture
Residential | Res ¦ Floor Insulation | 2028 | SC C | MW | After Competition Groups | 2.1064 | 0 | 0 | 349.3997 | 0.0060286 | 24 | Residential_2028_SC C_MW_After Competition Groups_24 | Floor Insulation | 0.6029% | 0 | 2.1064 | Residential_2028_SC C_MW_After Competition Groups_Floor Insulation
Residential | Res ¦ Energy Star Dehumidifier | 2028 | SC C | MW | After Competition Groups | 2.0809 | 0 | 0 | 349.3997 | 0.0059557 | 25 | Residential_2028_SC C_MW_After Competition Groups_25 | Energy Star Dehumidifier | 0.5956% | 0 | 2.0809 | Residential_2028_SC C_MW_After Competition Groups_Energy Star Dehumidifier
Residential | Res ¦ Minimize Hot and Warm Clothes Wash | 2028 | SC C | MW | After Competition Groups | 2.0333 | 0 | 0 | 349.3997 | 0.0058194 | 26 | Residential_2028_SC C_MW_After Competition Groups_26 | Minimize Hot and Warm Clothes Wash | 0.5819% | 0 | 2.0333 | Residential_2028_SC C_MW_After Competition Groups_Minimize Hot and Warm Clothes Wash
Residential | Res ¦ ENERGY STAR LED LAMPS (REFLECTOR LAMPs/MR16/PAR 16) | 2028 | SC C | MW | After Competition Groups | 1.811 | 0 | 0 | 349.3997 | 0.0051832 | 27 | Residential_2028_SC C_MW_After Competition Groups_27 | ENERGY STAR LED LAMPS (REFLECTOR LAMPs/MR16/PAR 16) | 0.5183% | 0 | 1.811 | Residential_2028_SC C_MW_After Competition Groups_ENERGY STAR LED LAMPS (REFLECTOR LAMPs/MR16/PAR 16)
Residential | Res ¦ Outside Air Economizer | 2028 | SC C | MW | After Competition Groups | 1.7163 | 0 | 0 | 349.3997 | 0.0049122 | 28 | Residential_2028_SC C_MW_After Competition Groups_28 | Outside Air Economizer | 0.4912% | 0 | 1.7163 | Residential_2028_SC C_MW_After Competition Groups_Outside Air Economizer
Residential | Res ¦ Duct Insulation MF | 2028 | SC C | MW | After Competition Groups | 0.94959 | 0 | 0 | 349.3997 | 0.0027178 | 29 | Residential_2028_SC C_MW_After Competition Groups_29 | Duct Insulation MF | 0.2718% | 0 | 0.94959 | Residential_2028_SC C_MW_After Competition Groups_Duct Insulation MF
Residential | Res ¦ Demand Control Ventilation | 2028 | SC C | MW | After Competition Groups | 0.85518 | 0 | 0 | 349.3997 | 0.0024476 | 30 | Residential_2028_SC C_MW_After Competition Groups_30 | Demand Control Ventilation | 0.2448% | 0 | 0.85518 | Residential_2028_SC C_MW_After Competition Groups_Demand Control Ventilation
Residential | Res ¦ Furnace Whistle | 2028 | SC C | MW | After Competition Groups | 0.82179 | 0 | 0 | 349.3997 | 0.002352 | 31 | Residential_2028_SC C_MW_After Competition Groups_31 | Furnace Whistle | 0.2352% | 0 | 0.82179 | Residential_2028_SC C_MW_After Competition Groups_Furnace Whistle
Residential | Res ¦ Duct Insulation | 2028 | SC C | MW | After Competition Groups | 0.73415 | 0 | 0 | 349.3997 | 0.0021012 | 32 | Residential_2028_SC C_MW_After Competition Groups_32 | Duct Insulation | 0.2101% | 0 | 0.73415 | Residential_2028_SC C_MW_After Competition Groups_Duct Insulation
Residential | Res ¦ LED Parking Lot Fixture | 2028 | SC C | MW | After Competition Groups | 0.72575 | 0 | 0 | 349.3997 | 0.0020771 | 33 | Residential_2028_SC C_MW_After Competition Groups_33 | LED Parking Lot Fixture | 0.2077% | 0 | 0.72575 | Residential_2028_SC C_MW_After Competition Groups_LED Parking Lot Fixture
Residential | Res ¦ CO Sensors for parking garage exhaust fans | 2028 | SC C | MW | After Competition Groups | 0.71902 | 0 | 0 | 349.3997 | 0.0020579 | 34 | Residential_2028_SC C_MW_After Competition Groups_34 | CO Sensors for parking garage exhaust fans | 0.2058% | 0 | 0.71902 | Residential_2028_SC C_MW_After Competition Groups_CO Sensors for parking garage exhaust fans
Residential | Res ¦ Comprehensive Draft Proofing | 2028 | SC C | MW | After Competition Groups | 0.69832 | 0 | 0 | 349.3997 | 0.0019986 | 35 | Residential_2028_SC C_MW_After Competition Groups_35 | Comprehensive Draft Proofing | 0.1999% | 0 | 0.69832 | Residential_2028_SC C_MW_After Competition Groups_Comprehensive Draft Proofing
Residential | Res ¦ Variable Frequency Drive (VFD) | 2028 | SC C | MW | After Competition Groups | 0.67731 | 0 | 0 | 349.3997 | 0.0019385 | 36 | Residential_2028_SC C_MW_After Competition Groups_36 | Variable Frequency Drive (VFD) | 0.1939% | 0 | 0.67731 | Residential_2028_SC C_MW_After Competition Groups_Variable Frequency Drive (VFD)
Residential | Res ¦ Condensing Make Up Air Unit | 2028 | SC C | MW | After Competition Groups | 0.52188 | 0 | 0 | 349.3997 | 0.0014937 | 37 | Residential_2028_SC C_MW_After Competition Groups_37 | Condensing Make Up Air Unit | 0.1494% | 0 | 0.52188 | Residential_2028_SC C_MW_After Competition Groups_Condensing Make Up Air Unit
Residential | Res ¦ Water Heater Temperature Setback | 2028 | SC C | MW | After Competition Groups | 0.42837 | 0 | 0 | 349.3997 | 0.001226 | 38 | Residential_2028_SC C_MW_After Competition Groups_38 | Water Heater Temperature Setback | 0.1226% | 0 | 0.42837 | Residential_2028_SC C_MW_After Competition Groups_Water Heater Temperature Setback
Residential | Res ¦ ENERGY STAR LED Lamps (General Service Lamps) | 2028 | SC C | MW | After Competition Groups | 0.40841 | 0 | 0 | 349.3997 | 0.0011689 | 39 | Residential_2028_SC C_MW_After Competition Groups_39 | ENERGY STAR LED Lamps (General Service Lamps) | 0.1169% | 0 | 0.40841 | Residential_2028_SC C_MW_After Competition Groups_ENERGY STAR LED Lamps (General Service Lamps)
Residential | Res ¦ LED Exterior Area Lights - LED Fixture (200W) | 2028 | SC C | MW | After Competition Groups | 0.35869 | 0 | 0 | 349.3997 | 0.0010266 | 40 | Residential_2028_SC C_MW_After Competition Groups_40 | LED Exterior Area Lights - LED Fixture (200W) | 0.1027% | 0 | 0.35869 | Residential_2028_SC C_MW_After Competition Groups_LED Exterior Area Lights - LED Fixture (200W)
Residential | Res ¦ Clothes Drying Racks | 2028 | SC C | MW | After Competition Groups | 0.30944 | 0 | 0 | 349.3997 | 0.00088563 | 41 | Residential_2028_SC C_MW_After Competition Groups_41 | Clothes Drying Racks | 0.08856% | 0 | 0.30944 | Residential_2028_SC C_MW_After Competition Groups_Clothes Drying Racks
Residential | Res ¦ Tankless Water Heater | 2028 | SC C | MW | After Competition Groups | 0.30898 | 0 | 0 | 349.3997 | 0.00088432 | 42 | Residential_2028_SC C_MW_After Competition Groups_42 | Tankless Water Heater | 0.08843% | 0 | 0.30898 | Residential_2028_SC C_MW_After Competition Groups_Tankless Water Heater
Residential | Res ¦ Heat Recovery Ventilator | 2028 | SC C | MW | After Competition Groups | 0.21424 | 0 | 0 | 349.3997 | 0.00061318 | 43 | Residential_2028_SC C_MW_After Competition Groups_43 | Heat Recovery Ventilator | 0.06132% | 0 | 0.21424 | Residential_2028_SC C_MW_After Competition Groups_Heat Recovery Ventilator
Residential | Res ¦ VFD on Pumps | 2028 | SC C | MW | After Competition Groups | 0.20828 | 0 | 0 | 349.3997 | 0.00059611 | 44 | Residential_2028_SC C_MW_After Competition Groups_44 | VFD on Pumps | 0.05961% | 0 | 0.20828 | Residential_2028_SC C_MW_After Competition Groups_VFD on Pumps
Residential | Res ¦ ECM MOTORS FOR HVAC APPLICATION (FAN-POWERED VAV BOX) | 2028 | SC C | MW | After Competition Groups | 0.11283 | 0 | 0 | 349.3997 | 0.00032291 | 45 | Residential_2028_SC C_MW_After Competition Groups_45 | ECM MOTORS FOR HVAC APPLICATION (FAN-POWERED VAV BOX) | 0.03229% | 0 | 0.11283 | Residential_2028_SC C_MW_After Competition Groups_ECM MOTORS FOR HVAC APPLICATION (FAN-POWERED VAV BOX)
Residential | Res ¦ Chilled Water Optimization | 2028 | SC C | MW | After Competition Groups | 0.076621 | 0 | 0 | 349.3997 | 0.00021929 | 46 | Residential_2028_SC C_MW_After Competition Groups_46 | Chilled Water Optimization | 0.02193% | 0 | 0.076621 | Residential_2028_SC C_MW_After Competition Groups_Chilled Water Optimization
Residential | Res ¦ Beverage Vending Machine Controls | 2028 | SC C | MW | After Competition Groups | 0.068898 | 0 | 0 | 349.3997 | 0.00019719 | 47 | Residential_2028_SC C_MW_After Competition Groups_47 | Beverage Vending Machine Controls | 0.01972% | 0 | 0.068898 | Residential_2028_SC C_MW_After Competition Groups_Beverage Vending Machine Controls
Residential | Res ¦ LED High Bay Fixture | 2028 | SC C | MW | After Competition Groups | 0.02103 | 0 | 0 | 349.3997 | 6.0188e-05 | 48 | Residential_2028_SC C_MW_After Competition Groups_48 | LED High Bay Fixture | 0.006019% | 0 | 0.02103 | Residential_2028_SC C_MW_After Competition Groups_LED High Bay Fixture
Residential | Res ¦ Wall Insulation | 2028 | SC C | MW | After Competition Groups | 0.0026416 | 0 | 0 | 349.3997 | 7.5605e-06 | 49 | Residential_2028_SC C_MW_After Competition Groups_49 | Wall Insulation | 0.000756% | 0 | 0.0026416 | Residential_2028_SC C_MW_After Competition Groups_Wall Insulation
Residential | Res ¦ Wall Insulation MF | 2028 | SC C | MW | After Competition Groups | 0.002343 | 0 | 0 | 349.3997 | 6.7058e-06 | 50 | Residential_2028_SC C_MW_After Competition Groups_50 | Wall Insulation MF | 0.0006706% | 0 | 0.002343 | Residential_2028_SC C_MW_After Competition Groups_Wall Insulation MF
Residential | Res ¦ Freezer Recycling | 2028 | SC C | MW | After Competition Groups | 0.00021691 | 0 | 0 | 349.3997 | 6.2081e-07 | 51 | Residential_2028_SC C_MW_After Competition Groups_51 | Freezer Recycling | 6.208e-05% | 0 | 0.00021691 | Residential_2028_SC C_MW_After Competition Groups_Freezer Recycling
Residential | Res ¦ LED Downlight | 2028 | SC C | MW | After Competition Groups | 0 | 0 | 0 | 349.3997 | 0 | 52 | Residential_2028_SC C_MW_After Competition Groups_52 | LED Downlight | 0% | 0 | 0 | Residential_2028_SC C_MW_After Competition Groups_LED Downlight
Residential | Res ¦ Smart Burners | 2028 | SC C | MW | After Competition Groups | 0 | 0 | 0 | 349.3997 | 0 | 53 | Residential_2028_SC C_MW_After Competition Groups_53 | Smart Burners | 0% | 0 | 0 | Residential_2028_SC C_MW_After Competition Groups_Smart Burners
Residential | Res ¦ Smart Power Bar | 2028 | SC C | MW | After Competition Groups | 0 | 0 | 0 | 349.3997 | 0 | 54 | Residential_2028_SC C_MW_After Competition Groups_54 | Smart Power Bar | 0% | 0 | 0 | Residential_2028_SC C_MW_After Competition Groups_Smart Power Bar
Residential | Res ¦ Ductless Mini-Split Heat Pump | 2028 | SC D | MW | After Competition Groups | 54.2992 | 4286527.7684 | 4.2865 | 289.9079 | 0.1873 | 1 | Residential_2028_SC D_MW_After Competition Groups_1 | Ductless Mini-Split Heat Pump | 18.73% | 4.2865 | 54.2992 | Residential_2028_SC D_MW_After Competition Groups_Ductless Mini-Split Heat Pump
Residential | Res ¦ Building Recommissioning, Operations and Maintenance (O&M) Improvements | 2028 | SC D | MW | After Competition Groups | 33.2463 | 858186.5232 | 0.85819 | 289.9079 | 0.11468 | 2 | Residential_2028_SC D_MW_After Competition Groups_2 | Building Recommissioning, Operations and Maintenance (O&M) Improvements | 11.47% | 0.85819 | 33.2463 | Residential_2028_SC D_MW_After Competition Groups_Building Recommissioning, Operations and Maintenance (O&M) Improvements
Residential | Res ¦ Energy Star Clothes Washer | 2028 | SC D | MW | After Competition Groups | 29.0089 | 3935312.3998 | 3.9353 | 289.9079 | 0.10006 | 3 | Residential_2028_SC D_MW_After Competition Groups_3 | Energy Star Clothes Washer | 10.01% | 3.9353 | 29.0089 | Residential_2028_SC D_MW_After Competition Groups_Energy Star Clothes Washer
Residential | Res ¦ Adaptive Thermostat | 2028 | SC D | MW | After Competition Groups | 19.8133 | 3412926.9252 | 3.4129 | 289.9079 | 0.068343 | 4 | Residential_2028_SC D_MW_After Competition Groups_4 | Adaptive Thermostat | 6.834% | 3.4129 | 19.8133 | Residential_2028_SC D_MW_After Competition Groups_Adaptive Thermostat
Residential | Res ¦ Energy Star LED Bulbs General Purpose LEDs | 2028 | SC D | MW | After Competition Groups | 16.891 | 0 | 0 | 289.9079 | 0.058263 | 5 | Residential_2028_SC D_MW_After Competition Groups_5 | Energy Star LED Bulbs General Purpose LEDs | 5.826% | 0 | 16.891 | Residential_2028_SC D_MW_After Competition Groups_Energy Star LED Bulbs General Purpose LEDs
Residential | Res ¦ Energy Star LED Specialty Bulbs | 2028 | SC D | MW | After Competition Groups | 16.4646 | 40849.7317 | 0.04085 | 289.9079 | 0.056792 | 6 | Residential_2028_SC D_MW_After Competition Groups_6 | Energy Star LED Specialty Bulbs | 5.679% | 0.04085 | 16.4646 | Residential_2028_SC D_MW_After Competition Groups_Energy Star LED Specialty Bulbs
Residential | Res ¦ Variable Speed Pool Pump Motor | 2028 | SC D | MW | After Competition Groups | 15.0509 | 2227969.8785 | 2.228 | 289.9079 | 0.051916 | 7 | Residential_2028_SC D_MW_After Competition Groups_7 | Variable Speed Pool Pump Motor | 5.192% | 2.228 | 15.0509 | Residential_2028_SC D_MW_After Competition Groups_Variable Speed Pool Pump Motor
Residential | Res ¦ Energy Star Room Air Conditioner | 2028 | SC D | MW | After Competition Groups | 14.2443 | 1760717.8638 | 1.7607 | 289.9079 | 0.049134 | 8 | Residential_2028_SC D_MW_After Competition Groups_8 | Energy Star Room Air Conditioner | 4.913% | 1.7607 | 14.2443 | Residential_2028_SC D_MW_After Competition Groups_Energy Star Room Air Conditioner
Residential | Res ¦ Basement Wall Insulation | 2028 | SC D | MW | After Competition Groups | 12.7972 | 2044533.3725 | 2.0445 | 289.9079 | 0.044142 | 9 | Residential_2028_SC D_MW_After Competition Groups_9 | Basement Wall Insulation | 4.414% | 2.0445 | 12.7972 | Residential_2028_SC D_MW_After Competition Groups_Basement Wall Insulation
Residential | Res ¦ Energy Star Air Source Heat Pump | 2028 | SC D | MW | After Competition Groups | 11.8029 | 1975448.5326 | 1.9754 | 289.9079 | 0.040712 | 10 | Residential_2028_SC D_MW_After Competition Groups_10 | Energy Star Air Source Heat Pump | 4.071% | 1.9754 | 11.8029 | Residential_2028_SC D_MW_After Competition Groups_Energy Star Air Source Heat Pump
Residential | Res ¦ Energy Star A Line, PAR, MR Lamps | 2028 | SC D | MW | After Competition Groups | 10.6588 | 18376.8919 | 0.018377 | 289.9079 | 0.036766 | 11 | Residential_2028_SC D_MW_After Competition Groups_11 | Energy Star A Line, PAR, MR Lamps | 3.677% | 0.018377 | 10.6588 | Residential_2028_SC D_MW_After Competition Groups_Energy Star A Line, PAR, MR Lamps
Residential | Res ¦ High Efficiency Chiller (avg of water and air cooled) | 2028 | SC D | MW | After Competition Groups | 6.7041 | 173607.597 | 0.17361 | 289.9079 | 0.023125 | 12 | Residential_2028_SC D_MW_After Competition Groups_12 | High Efficiency Chiller (avg of water and air cooled) | 2.312% | 0.17361 | 6.7041 | Residential_2028_SC D_MW_After Competition Groups_High Efficiency Chiller (avg of water and air cooled)
Residential | Res ¦ Attic Insulation | 2028 | SC D | MW | After Competition Groups | 5.5099 | 1406852.6588 | 1.4069 | 289.9079 | 0.019006 | 13 | Residential_2028_SC D_MW_After Competition Groups_13 | Attic Insulation | 1.901% | 1.4069 | 5.5099 | Residential_2028_SC D_MW_After Competition Groups_Attic Insulation
Residential | Res ¦ Advanced BAS/Controllers | 2028 | SC D | MW | After Competition Groups | 4.866 | 891768.5076 | 0.89177 | 289.9079 | 0.016785 | 14 | Residential_2028_SC D_MW_After Competition Groups_14 | Advanced BAS/Controllers | 1.678% | 0.89177 | 4.866 | Residential_2028_SC D_MW_After Competition Groups_Advanced BAS/Controllers
Residential | Res ¦ Energy Star Clothes Dryer | 2028 | SC D | MW | After Competition Groups | 4.8596 | 936455.8592 | 0.93646 | 289.9079 | 0.016763 | 15 | Residential_2028_SC D_MW_After Competition Groups_15 | Energy Star Clothes Dryer | 1.676% | 0.93646 | 4.8596 | Residential_2028_SC D_MW_After Competition Groups_Energy Star Clothes Dryer
Residential | Res ¦ Occupancy Sensors MF | 2028 | SC D | MW | After Competition Groups | 4.3032 | 22434.5714 | 0.022435 | 289.9079 | 0.014843 | 16 | Residential_2028_SC D_MW_After Competition Groups_16 | Occupancy Sensors MF | 1.484% | 0.022435 | 4.3032 | Residential_2028_SC D_MW_After Competition Groups_Occupancy Sensors MF
Residential | Res ¦ Energy Star Torchiere | 2028 | SC D | MW | After Competition Groups | 3.8889 | 509194.6968 | 0.50919 | 289.9079 | 0.013414 | 17 | Residential_2028_SC D_MW_After Competition Groups_17 | Energy Star Torchiere | 1.341% | 0.50919 | 3.8889 | Residential_2028_SC D_MW_After Competition Groups_Energy Star Torchiere
Residential | Res ¦ Home Energy Reports | 2028 | SC D | MW | After Competition Groups | 3.781 | 4216060.4008 | 4.2161 | 289.9079 | 0.013042 | 18 | Residential_2028_SC D_MW_After Competition Groups_18 | Home Energy Reports | 1.304% | 4.2161 | 3.781 | Residential_2028_SC D_MW_After Competition Groups_Home Energy Reports
Residential | Res ¦ LED Tube Re-Lamp | 2028 | SC D | MW | After Competition Groups | 2.9 | 200244.6227 | 0.20024 | 289.9079 | 0.010003 | 19 | Residential_2028_SC D_MW_After Competition Groups_19 | LED Tube Re-Lamp | 1% | 0.20024 | 2.9 | Residential_2028_SC D_MW_After Competition Groups_LED Tube Re-Lamp
Residential | Res ¦ Refrigerator Recycling | 2028 | SC D | MW | After Competition Groups | 2.2483 | 422118.4147 | 0.42212 | 289.9079 | 0.0077552 | 20 | Residential_2028_SC D_MW_After Competition Groups_20 | Refrigerator Recycling | 0.7755% | 0.42212 | 2.2483 | Residential_2028_SC D_MW_After Competition Groups_Refrigerator Recycling
Residential | Res ¦ Minimize Hot and Warm Clothes Wash | 2028 | SC D | MW | After Competition Groups | 2.0333 | 0 | 0 | 289.9079 | 0.0070136 | 21 | Residential_2028_SC D_MW_After Competition Groups_21 | Minimize Hot and Warm Clothes Wash | 0.7014% | 0 | 2.0333 | Residential_2028_SC D_MW_After Competition Groups_Minimize Hot and Warm Clothes Wash
Residential | Res ¦ ENERGY STAR LED LAMPS (REFLECTOR LAMPs/MR16/PAR 16) | 2028 | SC D | MW | After Competition Groups | 1.811 | 65848.2287 | 0.065848 | 289.9079 | 0.0062469 | 22 | Residential_2028_SC D_MW_After Competition Groups_22 | ENERGY STAR LED LAMPS (REFLECTOR LAMPs/MR16/PAR 16) | 0.6247% | 0.065848 | 1.811 | Residential_2028_SC D_MW_After Competition Groups_ENERGY STAR LED LAMPS (REFLECTOR LAMPs/MR16/PAR 16)
Residential | Res ¦ Outside Air Economizer | 2028 | SC D | MW | After Competition Groups | 1.7163 | 219405.8968 | 0.21941 | 289.9079 | 0.0059202 | 23 | Residential_2028_SC D_MW_After Competition Groups_23 | Outside Air Economizer | 0.592% | 0.21941 | 1.7163 | Residential_2028_SC D_MW_After Competition Groups_Outside Air Economizer
Residential | Res ¦ Energy Star Freezer | 2028 | SC D | MW | After Competition Groups | 1.5978 | 371399.142 | 0.3714 | 289.9079 | 0.0055113 | 24 | Residential_2028_SC D_MW_After Competition Groups_24 | Energy Star Freezer | 0.5511% | 0.3714 | 1.5978 | Residential_2028_SC D_MW_After Competition Groups_Energy Star Freezer
Residential | Res ¦ Energy Star Light Fixture | 2028 | SC D | MW | After Competition Groups | 1.425 | 0 | 0 | 289.9079 | 0.0049154 | 25 | Residential_2028_SC D_MW_After Competition Groups_25 | Energy Star Light Fixture | 0.4915% | 0 | 1.425 | Residential_2028_SC D_MW_After Competition Groups_Energy Star Light Fixture
Residential | Res ¦ Air Sealing | 2028 | SC D | MW | After Competition Groups | 1.0222 | 0 | 0 | 289.9079 | 0.0035258 | 26 | Residential_2028_SC D_MW_After Competition Groups_26 | Air Sealing | 0.3526% | 0 | 1.0222 | Residential_2028_SC D_MW_After Competition Groups_Air Sealing
Residential | Res ¦ Furnace Whistle | 2028 | SC D | MW | After Competition Groups | 0.82179 | 35657.8761 | 0.035658 | 289.9079 | 0.0028346 | 27 | Residential_2028_SC D_MW_After Competition Groups_27 | Furnace Whistle | 0.2835% | 0.035658 | 0.82179 | Residential_2028_SC D_MW_After Competition Groups_Furnace Whistle
Residential | Res ¦ LED Parking Lot Fixture | 2028 | SC D | MW | After Competition Groups | 0.72575 | 0 | 0 | 289.9079 | 0.0025034 | 28 | Residential_2028_SC D_MW_After Competition Groups_28 | LED Parking Lot Fixture | 0.2503% | 0 | 0.72575 | Residential_2028_SC D_MW_After Competition Groups_LED Parking Lot Fixture
Residential | Res ¦ Energy Star Dehumidifier | 2028 | SC D | MW | After Competition Groups | 0.62792 | 207200.8581 | 0.2072 | 289.9079 | 0.0021659 | 29 | Residential_2028_SC D_MW_After Competition Groups_29 | Energy Star Dehumidifier | 0.2166% | 0.2072 | 0.62792 | Residential_2028_SC D_MW_After Competition Groups_Energy Star Dehumidifier
Residential | Res ¦ Comprehensive Draft Proofing | 2028 | SC D | MW | After Competition Groups | 0.6225 | 0 | 0 | 289.9079 | 0.0021472 | 30 | Residential_2028_SC D_MW_After Competition Groups_30 | Comprehensive Draft Proofing | 0.2147% | 0 | 0.6225 | Residential_2028_SC D_MW_After Competition Groups_Comprehensive Draft Proofing
Residential | Res ¦ Variable Frequency Drive (VFD) | 2028 | SC D | MW | After Competition Groups | 0.49993 | 98506.1844 | 0.098506 | 289.9079 | 0.0017244 | 31 | Residential_2028_SC D_MW_After Competition Groups_31 | Variable Frequency Drive (VFD) | 0.1724% | 0.098506 | 0.49993 | Residential_2028_SC D_MW_After Competition Groups_Variable Frequency Drive (VFD)
Residential | Res ¦ CO Sensors for parking garage exhaust fans | 2028 | SC D | MW | After Competition Groups | 0.43973 | 92953.0891 | 0.092953 | 289.9079 | 0.0015168 | 32 | Residential_2028_SC D_MW_After Competition Groups_32 | CO Sensors for parking garage exhaust fans | 0.1517% | 0.092953 | 0.43973 | Residential_2028_SC D_MW_After Competition Groups_CO Sensors for parking garage exhaust fans
Residential | Res ¦ ENERGY STAR LED Lamps (General Service Lamps) | 2028 | SC D | MW | After Competition Groups | 0.40841 | 19237.6467 | 0.019238 | 289.9079 | 0.0014088 | 33 | Residential_2028_SC D_MW_After Competition Groups_33 | ENERGY STAR LED Lamps (General Service Lamps) | 0.1409% | 0.019238 | 0.40841 | Residential_2028_SC D_MW_After Competition Groups_ENERGY STAR LED Lamps (General Service Lamps)
Residential | Res ¦ Floor Insulation | 2028 | SC D | MW | After Competition Groups | 0.38323 | 85154.5496 | 0.085155 | 289.9079 | 0.0013219 | 34 | Residential_2028_SC D_MW_After Competition Groups_34 | Floor Insulation | 0.1322% | 0.085155 | 0.38323 | Residential_2028_SC D_MW_After Competition Groups_Floor Insulation
Residential | Res ¦ Water Heater Temperature Setback | 2028 | SC D | MW | After Competition Groups | 0.38309 | 14434.9788 | 0.014435 | 289.9079 | 0.0013214 | 35 | Residential_2028_SC D_MW_After Competition Groups_35 | Water Heater Temperature Setback | 0.1321% | 0.014435 | 0.38309 | Residential_2028_SC D_MW_After Competition Groups_Water Heater Temperature Setback
Residential | Res ¦ Demand Control Ventilation | 2028 | SC D | MW | After Competition Groups | 0.32948 | 0 | 0 | 289.9079 | 0.0011365 | 36 | Residential_2028_SC D_MW_After Competition Groups_36 | Demand Control Ventilation | 0.1137% | 0 | 0.32948 | Residential_2028_SC D_MW_After Competition Groups_Demand Control Ventilation
Residential | Res ¦ LED Exterior Area Lights - LED Fixture (200W) | 2028 | SC D | MW | After Competition Groups | 0.31587 | 0 | 0 | 289.9079 | 0.0010895 | 37 | Residential_2028_SC D_MW_After Competition Groups_37 | LED Exterior Area Lights - LED Fixture (200W) | 0.109% | 0 | 0.31587 | Residential_2028_SC D_MW_After Competition Groups_LED Exterior Area Lights - LED Fixture (200W)
Residential | Res ¦ Clothes Drying Racks | 2028 | SC D | MW | After Competition Groups | 0.30944 | 0 | 0 | 289.9079 | 0.0010674 | 38 | Residential_2028_SC D_MW_After Competition Groups_38 | Clothes Drying Racks | 0.1067% | 0 | 0.30944 | Residential_2028_SC D_MW_After Competition Groups_Clothes Drying Racks
Residential | Res ¦ Duct Insulation | 2028 | SC D | MW | After Competition Groups | 0.20289 | 22853.1728 | 0.022853 | 289.9079 | 0.00069984 | 39 | Residential_2028_SC D_MW_After Competition Groups_39 | Duct Insulation | 0.06998% | 0.022853 | 0.20289 | Residential_2028_SC D_MW_After Competition Groups_Duct Insulation
Residential | Res ¦ Condensing Make Up Air Unit | 2028 | SC D | MW | After Competition Groups | 0.1733 | 76830.6882 | 0.076831 | 289.9079 | 0.00059777 | 40 | Residential_2028_SC D_MW_After Competition Groups_40 | Condensing Make Up Air Unit | 0.05978% | 0.076831 | 0.1733 | Residential_2028_SC D_MW_After Competition Groups_Condensing Make Up Air Unit
Residential | Res ¦ Tankless Water Heater | 2028 | SC D | MW | After Competition Groups | 0.16205 | 85844.1831 | 0.085844 | 289.9079 | 0.00055896 | 41 | Residential_2028_SC D_MW_After Competition Groups_41 | Tankless Water Heater | 0.0559% | 0.085844 | 0.16205 | Residential_2028_SC D_MW_After Competition Groups_Tankless Water Heater
Residential | Res ¦ VFD on Pumps | 2028 | SC D | MW | After Competition Groups | 0.14078 | 27803.2163 | 0.027803 | 289.9079 | 0.00048559 | 42 | Residential_2028_SC D_MW_After Competition Groups_42 | VFD on Pumps | 0.04856% | 0.027803 | 0.14078 | Residential_2028_SC D_MW_After Competition Groups_VFD on Pumps
Residential | Res ¦ Duct Insulation MF | 2028 | SC D | MW | After Competition Groups | 0.11922 | 23642.7493 | 0.023643 | 289.9079 | 0.00041124 | 43 | Residential_2028_SC D_MW_After Competition Groups_43 | Duct Insulation MF | 0.04112% | 0.023643 | 0.11922 | Residential_2028_SC D_MW_After Competition Groups_Duct Insulation MF
Residential | Res ¦ ECM MOTORS FOR HVAC APPLICATION (FAN-POWERED VAV BOX) | 2028 | SC D | MW | After Competition Groups | 0.08538 | 20150.0212 | 0.02015 | 289.9079 | 0.00029451 | 44 | Residential_2028_SC D_MW_After Competition Groups_44 | ECM MOTORS FOR HVAC APPLICATION (FAN-POWERED VAV BOX) | 0.02945% | 0.02015 | 0.08538 | Residential_2028_SC D_MW_After Competition Groups_ECM MOTORS FOR HVAC APPLICATION (FAN-POWERED VAV BOX)
Residential | Res ¦ Chilled Water Optimization | 2028 | SC D | MW | After Competition Groups | 0.076621 | 150.4103 | 0.00015041 | 289.9079 | 0.00026429 | 45 | Residential_2028_SC D_MW_After Competition Groups_45 | Chilled Water Optimization | 0.02643% | 0.00015041 | 0.076621 | Residential_2028_SC D_MW_After Competition Groups_Chilled Water Optimization
Residential | Res ¦ Heat Recovery Ventilator | 2028 | SC D | MW | After Competition Groups | 0.073216 | 0 | 0 | 289.9079 | 0.00025255 | 46 | Residential_2028_SC D_MW_After Competition Groups_46 | Heat Recovery Ventilator | 0.02525% | 0 | 0.073216 | Residential_2028_SC D_MW_After Competition Groups_Heat Recovery Ventilator
Residential | Res ¦ Beverage Vending Machine Controls | 2028 | SC D | MW | After Competition Groups | 0.053772 | 5690.4857 | 0.0056905 | 289.9079 | 0.00018548 | 47 | Residential_2028_SC D_MW_After Competition Groups_47 | Beverage Vending Machine Controls | 0.01855% | 0.0056905 | 0.053772 | Residential_2028_SC D_MW_After Competition Groups_Beverage Vending Machine Controls
Residential | Res ¦ LED High Bay Fixture | 2028 | SC D | MW | After Competition Groups | 0.0066526 | 3436.9211 | 0.0034369 | 289.9079 | 2.2947e-05 | 48 | Residential_2028_SC D_MW_After Competition Groups_48 | LED High Bay Fixture | 0.002295% | 0.0034369 | 0.0066526 | Residential_2028_SC D_MW_After Competition Groups_LED High Bay Fixture
Residential | Res ¦ Wall Insulation MF | 2028 | SC D | MW | After Competition Groups | 0.0014941 | 0 | 0 | 289.9079 | 5.1537e-06 | 49 | Residential_2028_SC D_MW_After Competition Groups_49 | Wall Insulation MF | 0.0005154% | 0 | 0.0014941 | Residential_2028_SC D_MW_After Competition Groups_Wall Insulation MF
Residential | Res ¦ Wall Insulation | 2028 | SC D | MW | After Competition Groups | 0.0012826 | 0 | 0 | 289.9079 | 4.4242e-06 | 50 | Residential_2028_SC D_MW_After Competition Groups_50 | Wall Insulation | 0.0004424% | 0 | 0.0012826 | Residential_2028_SC D_MW_After Competition Groups_Wall Insulation
Residential | Res ¦ Freezer Recycling | 2028 | SC D | MW | After Competition Groups | 0.00021691 | 0 | 0 | 289.9079 | 7.482e-07 | 51 | Residential_2028_SC D_MW_After Competition Groups_51 | Freezer Recycling | 7.482e-05% | 0 | 0.00021691 | Residential_2028_SC D_MW_After Competition Groups_Freezer Recycling
Residential | Res ¦ LED Downlight | 2028 | SC D | MW | After Competition Groups | 0 | 0 | 0 | 289.9079 | 0 | 52 | Residential_2028_SC D_MW_After Competition Groups_52 | LED Downlight | 0% | 0 | 0 | Residential_2028_SC D_MW_After Competition Groups_LED Downlight
Residential | Res ¦ Smart Burners | 2028 | SC D | MW | After Competition Groups | 0 | 0 | 0 | 289.9079 | 0 | 53 | Residential_2028_SC D_MW_After Competition Groups_53 | Smart Burners | 0% | 0 | 0 | Residential_2028_SC D_MW_After Competition Groups_Smart Burners
Residential | Res ¦ Smart Power Bar | 2028 | SC D | MW | After Competition Groups | 0 | 0 | 0 | 289.9079 | 0 | 54 | Residential_2028_SC D_MW_After Competition Groups_54 | Smart Power Bar | 0% | 0 | 0 | Residential_2028_SC D_MW_After Competition Groups_Smart Power Bar
Residential | Res ¦ Energy Star Central Air Conditioner | 2028 | Technical | MW | After Competition Groups | 241.6856 | 0 | 0 | 2117.814 | 0.11412 | 1 | Residential_2028_Technical_MW_After Competition Groups_1 | Energy Star Central Air Conditioner | 11.41% | 0 | 241.6856 | Residential_2028_Technical_MW_After Competition Groups_Energy Star Central Air Conditioner
Residential | Res ¦ Adaptive Thermostat | 2028 | Technical | MW | After Competition Groups | 194.6491 | 0 | 0 | 2117.814 | 0.09191 | 2 | Residential_2028_Technical_MW_After Competition Groups_2 | Adaptive Thermostat | 9.191% | 0 | 194.6491 | Residential_2028_Technical_MW_After Competition Groups_Adaptive Thermostat
Residential | Res ¦ Ductless Mini-Split Air Conditioner | 2028 | Technical | MW | After Competition Groups | 143.9789 | 0 | 0 | 2117.814 | 0.067985 | 3 | Residential_2028_Technical_MW_After Competition Groups_3 | Ductless Mini-Split Air Conditioner | 6.798% | 0 | 143.9789 | Residential_2028_Technical_MW_After Competition Groups_Ductless Mini-Split Air Conditioner
Residential | Res ¦ Energy Star Ground Source Heat Pump | 2028 | Technical | MW | After Competition Groups | 142.0146 | 0 | 0 | 2117.814 | 0.067057 | 4 | Residential_2028_Technical_MW_After Competition Groups_4 | Energy Star Ground Source Heat Pump | 6.706% | 0 | 142.0146 | Residential_2028_Technical_MW_After Competition Groups_Energy Star Ground Source Heat Pump
Residential | Res ¦ Ductless Mini-Split Heat Pump | 2028 | Technical | MW | After Competition Groups | 140.7585 | 0 | 0 | 2117.814 | 0.066464 | 5 | Residential_2028_Technical_MW_After Competition Groups_5 | Ductless Mini-Split Heat Pump | 6.646% | 0 | 140.7585 | Residential_2028_Technical_MW_After Competition Groups_Ductless Mini-Split Heat Pump
Residential | Res ¦ Smart Burners | 2028 | Technical | MW | After Competition Groups | 93.9883 | 0 | 0 | 2117.814 | 0.04438 | 6 | Residential_2028_Technical_MW_After Competition Groups_6 | Smart Burners | 4.438% | 0 | 93.9883 | Residential_2028_Technical_MW_After Competition Groups_Smart Burners
Residential | Res ¦ Building Recommissioning, Operations and Maintenance (O&M) Improvements | 2028 | Technical | MW | After Competition Groups | 84.0551 | 0 | 0 | 2117.814 | 0.03969 | 7 | Residential_2028_Technical_MW_After Competition Groups_7 | Building Recommissioning, Operations and Maintenance (O&M) Improvements | 3.969% | 0 | 84.0551 | Residential_2028_Technical_MW_After Competition Groups_Building Recommissioning, Operations and Maintenance (O&M) Improvements
Residential | Res ¦ Energy Star Refrigerator | 2028 | Technical | MW | After Competition Groups | 80.4116 | 0 | 0 | 2117.814 | 0.037969 | 8 | Residential_2028_Technical_MW_After Competition Groups_8 | Energy Star Refrigerator | 3.797% | 0 | 80.4116 | Residential_2028_Technical_MW_After Competition Groups_Energy Star Refrigerator
Residential | Res ¦ Basement Wall Insulation | 2028 | Technical | MW | After Competition Groups | 77.5288 | 0 | 0 | 2117.814 | 0.036608 | 9 | Residential_2028_Technical_MW_After Competition Groups_9 | Basement Wall Insulation | 3.661% | 0 | 77.5288 | Residential_2028_Technical_MW_After Competition Groups_Basement Wall Insulation
Residential | Res ¦ Heat Pump Clothes Dryer | 2028 | Technical | MW | After Competition Groups | 72.7796 | 0 | 0 | 2117.814 | 0.034365 | 10 | Residential_2028_Technical_MW_After Competition Groups_10 | Heat Pump Clothes Dryer | 3.437% | 0 | 72.7796 | Residential_2028_Technical_MW_After Competition Groups_Heat Pump Clothes Dryer
Residential | Res ¦ Energy Star Clothes Washer | 2028 | Technical | MW | After Competition Groups | 68.2111 | 0 | 0 | 2117.814 | 0.032208 | 11 | Residential_2028_Technical_MW_After Competition Groups_11 | Energy Star Clothes Washer | 3.221% | 0 | 68.2111 | Residential_2028_Technical_MW_After Competition Groups_Energy Star Clothes Washer
Residential | Res ¦ Basement or Crawlspace Insulation | 2028 | Technical | MW | After Competition Groups | 64.3821 | 0 | 0 | 2117.814 | 0.0304 | 12 | Residential_2028_Technical_MW_After Competition Groups_12 | Basement or Crawlspace Insulation | 3.04% | 0 | 64.3821 | Residential_2028_Technical_MW_After Competition Groups_Basement or Crawlspace Insulation
Residential | Res ¦ Smart Power Bar | 2028 | Technical | MW | After Competition Groups | 62.3305 | 0 | 0 | 2117.814 | 0.029432 | 13 | Residential_2028_Technical_MW_After Competition Groups_13 | Smart Power Bar | 2.943% | 0 | 62.3305 | Residential_2028_Technical_MW_After Competition Groups_Smart Power Bar
Residential | Res ¦ Energy Star LED Bulbs General Purpose LEDs | 2028 | Technical | MW | After Competition Groups | 61.4876 | 0 | 0 | 2117.814 | 0.029034 | 14 | Residential_2028_Technical_MW_After Competition Groups_14 | Energy Star LED Bulbs General Purpose LEDs | 2.903% | 0 | 61.4876 | Residential_2028_Technical_MW_After Competition Groups_Energy Star LED Bulbs General Purpose LEDs
Residential | Res ¦ Variable Speed Pool Pump Motor | 2028 | Technical | MW | After Competition Groups | 60.0397 | 0 | 0 | 2117.814 | 0.02835 | 15 | Residential_2028_Technical_MW_After Competition Groups_15 | Variable Speed Pool Pump Motor | 2.835% | 0 | 60.0397 | Residential_2028_Technical_MW_After Competition Groups_Variable Speed Pool Pump Motor
Residential | Res ¦ Attic Insulation | 2028 | Technical | MW | After Competition Groups | 59.8085 | 0 | 0 | 2117.814 | 0.028241 | 16 | Residential_2028_Technical_MW_After Competition Groups_16 | Attic Insulation | 2.824% | 0 | 59.8085 | Residential_2028_Technical_MW_After Competition Groups_Attic Insulation
Residential | Res ¦ Wall Insulation | 2028 | Technical | MW | After Competition Groups | 46.7287 | 0 | 0 | 2117.814 | 0.022065 | 17 | Residential_2028_Technical_MW_After Competition Groups_17 | Wall Insulation | 2.206% | 0 | 46.7287 | Residential_2028_Technical_MW_After Competition Groups_Wall Insulation
Residential | Res ¦ Energy Star A Line, PAR, MR Lamps | 2028 | Technical | MW | After Competition Groups | 40.5419 | 0 | 0 | 2117.814 | 0.019143 | 18 | Residential_2028_Technical_MW_After Competition Groups_18 | Energy Star A Line, PAR, MR Lamps | 1.914% | 0 | 40.5419 | Residential_2028_Technical_MW_After Competition Groups_Energy Star A Line, PAR, MR Lamps
Residential | Res ¦ Lighting Motion Sensors, Timers, Dimmers | 2028 | Technical | MW | After Competition Groups | 30.0021 | 0 | 0 | 2117.814 | 0.014167 | 19 | Residential_2028_Technical_MW_After Competition Groups_19 | Lighting Motion Sensors, Timers, Dimmers | 1.417% | 0 | 30.0021 | Residential_2028_Technical_MW_After Competition Groups_Lighting Motion Sensors, Timers, Dimmers
Residential | Res ¦ Variable Refrigerant Flow Heat Pump | 2028 | Technical | MW | After Competition Groups | 28.0499 | 0 | 0 | 2117.814 | 0.013245 | 20 | Residential_2028_Technical_MW_After Competition Groups_20 | Variable Refrigerant Flow Heat Pump | 1.324% | 0 | 28.0499 | Residential_2028_Technical_MW_After Competition Groups_Variable Refrigerant Flow Heat Pump
Residential | Res ¦ Ceiling Insulation | 2028 | Technical | MW | After Competition Groups | 23.4238 | 0 | 0 | 2117.814 | 0.01106 | 21 | Residential_2028_Technical_MW_After Competition Groups_21 | Ceiling Insulation | 1.106% | 0 | 23.4238 | Residential_2028_Technical_MW_After Competition Groups_Ceiling Insulation
Residential | Res ¦ Duct Insulation | 2028 | Technical | MW | After Competition Groups | 19.2562 | 0 | 0 | 2117.814 | 0.0090925 | 22 | Residential_2028_Technical_MW_After Competition Groups_22 | Duct Insulation | 0.9092% | 0 | 19.2562 | Residential_2028_Technical_MW_After Competition Groups_Duct Insulation
Residential | Res ¦ Home Energy Reports | 2028 | Technical | MW | After Competition Groups | 17.8112 | 0 | 0 | 2117.814 | 0.0084102 | 23 | Residential_2028_Technical_MW_After Competition Groups_23 | Home Energy Reports | 0.841% | 0 | 17.8112 | Residential_2028_Technical_MW_After Competition Groups_Home Energy Reports
Residential | Res ¦ Energy Star Light Fixture | 2028 | Technical | MW | After Competition Groups | 17.5607 | 0 | 0 | 2117.814 | 0.0082919 | 24 | Residential_2028_Technical_MW_After Competition Groups_24 | Energy Star Light Fixture | 0.8292% | 0 | 17.5607 | Residential_2028_Technical_MW_After Competition Groups_Energy Star Light Fixture
Residential | Res ¦ Air Sealing | 2028 | Technical | MW | After Competition Groups | 16.4913 | 0 | 0 | 2117.814 | 0.0077869 | 25 | Residential_2028_Technical_MW_After Competition Groups_25 | Air Sealing | 0.7787% | 0 | 16.4913 | Residential_2028_Technical_MW_After Competition Groups_Air Sealing
Residential | Res ¦ Central Air Conditioner Maintenance | 2028 | Technical | MW | After Competition Groups | 15.675 | 0 | 0 | 2117.814 | 0.0074015 | 26 | Residential_2028_Technical_MW_After Competition Groups_26 | Central Air Conditioner Maintenance | 0.7401% | 0 | 15.675 | Residential_2028_Technical_MW_After Competition Groups_Central Air Conditioner Maintenance
Residential | Res ¦ Floor Insulation | 2028 | Technical | MW | After Competition Groups | 15.6749 | 0 | 0 | 2117.814 | 0.0074015 | 27 | Residential_2028_Technical_MW_After Competition Groups_27 | Floor Insulation | 0.7401% | 0 | 15.6749 | Residential_2028_Technical_MW_After Competition Groups_Floor Insulation
Residential | Res ¦ Dehumidifier Recycling | 2028 | Technical | MW | After Competition Groups | 14.4587 | 0 | 0 | 2117.814 | 0.0068272 | 28 | Residential_2028_Technical_MW_After Competition Groups_28 | Dehumidifier Recycling | 0.6827% | 0 | 14.4587 | Residential_2028_Technical_MW_After Competition Groups_Dehumidifier Recycling
Residential | Res ¦ Energy Star Torchiere | 2028 | Technical | MW | After Competition Groups | 12.977 | 0 | 0 | 2117.814 | 0.0061276 | 29 | Residential_2028_Technical_MW_After Competition Groups_29 | Energy Star Torchiere | 0.6128% | 0 | 12.977 | Residential_2028_Technical_MW_After Competition Groups_Energy Star Torchiere
Residential | Res ¦ Advanced BAS/Controllers | 2028 | Technical | MW | After Competition Groups | 12.3025 | 0 | 0 | 2117.814 | 0.005809 | 30 | Residential_2028_Technical_MW_After Competition Groups_30 | Advanced BAS/Controllers | 0.5809% | 0 | 12.3025 | Residential_2028_Technical_MW_After Competition Groups_Advanced BAS/Controllers
Residential | Res ¦ Clothes Drying Racks | 2028 | Technical | MW | After Competition Groups | 11.3846 | 0 | 0 | 2117.814 | 0.0053756 | 31 | Residential_2028_Technical_MW_After Competition Groups_31 | Clothes Drying Racks | 0.5376% | 0 | 11.3846 | Residential_2028_Technical_MW_After Competition Groups_Clothes Drying Racks
Residential | Res ¦ Refrigerator Recycling | 2028 | Technical | MW | After Competition Groups | 9.6477 | 0 | 0 | 2117.814 | 0.0045555 | 32 | Residential_2028_Technical_MW_After Competition Groups_32 | Refrigerator Recycling | 0.4555% | 0 | 9.6477 | Residential_2028_Technical_MW_After Competition Groups_Refrigerator Recycling
Residential | Res ¦ Occupancy Sensors MF | 2028 | Technical | MW | After Competition Groups | 9.6104 | 0 | 0 | 2117.814 | 0.0045379 | 33 | Residential_2028_Technical_MW_After Competition Groups_33 | Occupancy Sensors MF | 0.4538% | 0 | 9.6104 | Residential_2028_Technical_MW_After Competition Groups_Occupancy Sensors MF
Residential | Res ¦ Freezer Recycling | 2028 | Technical | MW | After Competition Groups | 8.9876 | 0 | 0 | 2117.814 | 0.0042438 | 34 | Residential_2028_Technical_MW_After Competition Groups_34 | Freezer Recycling | 0.4244% | 0 | 8.9876 | Residential_2028_Technical_MW_After Competition Groups_Freezer Recycling
Residential | Res ¦ Energy Star Dehumidifier | 2028 | Technical | MW | After Competition Groups | 8.4954 | 0 | 0 | 2117.814 | 0.0040114 | 35 | Residential_2028_Technical_MW_After Competition Groups_35 | Energy Star Dehumidifier | 0.4011% | 0 | 8.4954 | Residential_2028_Technical_MW_After Competition Groups_Energy Star Dehumidifier
Residential | Res ¦ Duct Insulation MF | 2028 | Technical | MW | After Competition Groups | 8.495 | 0 | 0 | 2117.814 | 0.0040112 | 36 | Residential_2028_Technical_MW_After Competition Groups_36 | Duct Insulation MF | 0.4011% | 0 | 8.495 | Residential_2028_Technical_MW_After Competition Groups_Duct Insulation MF
Residential | Res ¦ Energy Star Freezer | 2028 | Technical | MW | After Competition Groups | 8.082 | 0 | 0 | 2117.814 | 0.0038162 | 37 | Residential_2028_Technical_MW_After Competition Groups_37 | Energy Star Freezer | 0.3816% | 0 | 8.082 | Residential_2028_Technical_MW_After Competition Groups_Energy Star Freezer
Residential | Res ¦ High Efficiency Chiller (avg of water and air cooled) | 2028 | Technical | MW | After Competition Groups | 7.7773 | 0 | 0 | 2117.814 | 0.0036723 | 38 | Residential_2028_Technical_MW_After Competition Groups_38 | High Efficiency Chiller (avg of water and air cooled) | 0.3672% | 0 | 7.7773 | Residential_2028_Technical_MW_After Competition Groups_High Efficiency Chiller (avg of water and air cooled)
Residential | Res ¦ Energy Star Windows | 2028 | Technical | MW | After Competition Groups | 6.6713 | 0 | 0 | 2117.814 | 0.0031501 | 39 | Residential_2028_Technical_MW_After Competition Groups_39 | Energy Star Windows | 0.315% | 0 | 6.6713 | Residential_2028_Technical_MW_After Competition Groups_Energy Star Windows
Residential | Res ¦ Furnace with ECM | 2028 | Technical | MW | After Competition Groups | 6.3176 | 0 | 0 | 2117.814 | 0.0029831 | 40 | Residential_2028_Technical_MW_After Competition Groups_40 | Furnace with ECM | 0.2983% | 0 | 6.3176 | Residential_2028_Technical_MW_After Competition Groups_Furnace with ECM
Residential | Res ¦ INTEGRAL LED TROFFERS | 2028 | Technical | MW | After Competition Groups | 5.2581 | 0 | 0 | 2117.814 | 0.0024828 | 41 | Residential_2028_Technical_MW_After Competition Groups_41 | INTEGRAL LED TROFFERS | 0.2483% | 0 | 5.2581 | Residential_2028_Technical_MW_After Competition Groups_INTEGRAL LED TROFFERS
Residential | Res ¦ Minimize Hot and Warm Clothes Wash | 2028 | Technical | MW | After Competition Groups | 4.7687 | 0 | 0 | 2117.814 | 0.0022517 | 42 | Residential_2028_Technical_MW_After Competition Groups_42 | Minimize Hot and Warm Clothes Wash | 0.2252% | 0 | 4.7687 | Residential_2028_Technical_MW_After Competition Groups_Minimize Hot and Warm Clothes Wash
Residential | Res ¦ Heat Pump Water Heater | 2028 | Technical | MW | After Competition Groups | 4.2888 | 0 | 0 | 2117.814 | 0.0020251 | 43 | Residential_2028_Technical_MW_After Competition Groups_43 | Heat Pump Water Heater | 0.2025% | 0 | 4.2888 | Residential_2028_Technical_MW_After Competition Groups_Heat Pump Water Heater
Residential | Res ¦ Central Lighting Control System | 2028 | Technical | MW | After Competition Groups | 4.226 | 0 | 0 | 2117.814 | 0.0019954 | 44 | Residential_2028_Technical_MW_After Competition Groups_44 | Central Lighting Control System | 0.1995% | 0 | 4.226 | Residential_2028_Technical_MW_After Competition Groups_Central Lighting Control System
Residential | Res ¦ LED Downlight | 2028 | Technical | MW | After Competition Groups | 4.1565 | 0 | 0 | 2117.814 | 0.0019627 | 45 | Residential_2028_Technical_MW_After Competition Groups_45 | LED Downlight | 0.1963% | 0 | 4.1565 | Residential_2028_Technical_MW_After Competition Groups_LED Downlight
Residential | Res ¦ Passive Attic Ventilation | 2028 | Technical | MW | After Competition Groups | 4.0791 | 0 | 0 | 2117.814 | 0.0019261 | 46 | Residential_2028_Technical_MW_After Competition Groups_46 | Passive Attic Ventilation | 0.1926% | 0 | 4.0791 | Residential_2028_Technical_MW_After Competition Groups_Passive Attic Ventilation
Residential | Res ¦ Heat Recovery Ventilator | 2028 | Technical | MW | After Competition Groups | 3.608 | 0 | 0 | 2117.814 | 0.0017036 | 47 | Residential_2028_Technical_MW_After Competition Groups_47 | Heat Recovery Ventilator | 0.1704% | 0 | 3.608 | Residential_2028_Technical_MW_After Competition Groups_Heat Recovery Ventilator
Residential | Res ¦ Energy Star Ceiling Fan/Lighting | 2028 | Technical | MW | After Competition Groups | 3.5077 | 0 | 0 | 2117.814 | 0.0016563 | 48 | Residential_2028_Technical_MW_After Competition Groups_48 | Energy Star Ceiling Fan/Lighting | 0.1656% | 0 | 3.5077 | Residential_2028_Technical_MW_After Competition Groups_Energy Star Ceiling Fan/Lighting
Residential | Res ¦ LED Tube Re-Lamp | 2028 | Technical | MW | After Competition Groups | 3.4007 | 0 | 0 | 2117.814 | 0.0016058 | 49 | Residential_2028_Technical_MW_After Competition Groups_49 | LED Tube Re-Lamp | 0.1606% | 0 | 3.4007 | Residential_2028_Technical_MW_After Competition Groups_LED Tube Re-Lamp
Residential | Res ¦ Outside Air Economizer | 2028 | Technical | MW | After Competition Groups | 3.1417 | 0 | 0 | 2117.814 | 0.0014835 | 50 | Residential_2028_Technical_MW_After Competition Groups_50 | Outside Air Economizer | 0.1483% | 0 | 3.1417 | Residential_2028_Technical_MW_After Competition Groups_Outside Air Economizer
Residential | Res ¦ Early Hot Water Heater Replacement | 2028 | Technical | MW | After Competition Groups | 3.0948 | 0 | 0 | 2117.814 | 0.0014613 | 51 | Residential_2028_Technical_MW_After Competition Groups_51 | Early Hot Water Heater Replacement | 0.1461% | 0 | 3.0948 | Residential_2028_Technical_MW_After Competition Groups_Early Hot Water Heater Replacement
Residential | Res ¦ Air Source Heat Pump Maintenance | 2028 | Technical | MW | After Competition Groups | 2.7419 | 0 | 0 | 2117.814 | 0.0012947 | 52 | Residential_2028_Technical_MW_After Competition Groups_52 | Air Source Heat Pump Maintenance | 0.1295% | 0 | 2.7419 | Residential_2028_Technical_MW_After Competition Groups_Air Source Heat Pump Maintenance
Residential | Res ¦ Demand Control Ventilation | 2028 | Technical | MW | After Competition Groups | 2.1621 | 0 | 0 | 2117.814 | 0.0010209 | 53 | Residential_2028_Technical_MW_After Competition Groups_53 | Demand Control Ventilation | 0.1021% | 0 | 2.1621 | Residential_2028_Technical_MW_After Competition Groups_Demand Control Ventilation
Residential | Res ¦ Energy Star Dishwasher | 2028 | Technical | MW | After Competition Groups | 2.1515 | 0 | 0 | 2117.814 | 0.0010159 | 54 | Residential_2028_Technical_MW_After Competition Groups_54 | Energy Star Dishwasher | 0.1016% | 0 | 2.1515 | Residential_2028_Technical_MW_After Competition Groups_Energy Star Dishwasher
Residential | Res ¦ Drain Water Heat Recovery | 2028 | Technical | MW | After Competition Groups | 2.0786 | 0 | 0 | 2117.814 | 0.00098149 | 55 | Residential_2028_Technical_MW_After Competition Groups_55 | Drain Water Heat Recovery | 0.09815% | 0 | 2.0786 | Residential_2028_Technical_MW_After Competition Groups_Drain Water Heat Recovery
Residential | Res ¦ Furnace Whistle | 2028 | Technical | MW | After Competition Groups | 2.0777 | 0 | 0 | 2117.814 | 0.00098105 | 56 | Residential_2028_Technical_MW_After Competition Groups_56 | Furnace Whistle | 0.09811% | 0 | 2.0777 | Residential_2028_Technical_MW_After Competition Groups_Furnace Whistle
Residential | Res ¦ CO Sensors for parking garage exhaust fans | 2028 | Technical | MW | After Competition Groups | 1.9822 | 0 | 0 | 2117.814 | 0.00093595 | 57 | Residential_2028_Technical_MW_After Competition Groups_57 | CO Sensors for parking garage exhaust fans | 0.09359% | 0 | 1.9822 | Residential_2028_Technical_MW_After Competition Groups_CO Sensors for parking garage exhaust fans
Residential | Res ¦ ENERGY STAR LED LAMPS (REFLECTOR LAMPs/MR16/PAR 16) | 2028 | Technical | MW | After Competition Groups | 1.912 | 0 | 0 | 2117.814 | 0.00090284 | 58 | Residential_2028_Technical_MW_After Competition Groups_58 | ENERGY STAR LED LAMPS (REFLECTOR LAMPs/MR16/PAR 16) | 0.09028% | 0 | 1.912 | Residential_2028_Technical_MW_After Competition Groups_ENERGY STAR LED LAMPS (REFLECTOR LAMPs/MR16/PAR 16)
Residential | Res ¦ Window Film | 2028 | Technical | MW | After Competition Groups | 1.9119 | 0 | 0 | 2117.814 | 0.00090277 | 59 | Residential_2028_Technical_MW_After Competition Groups_59 | Window Film | 0.09028% | 0 | 1.9119 | Residential_2028_Technical_MW_After Competition Groups_Window Film
Residential | Res ¦ Comprehensive Draft Proofing | 2028 | Technical | MW | After Competition Groups | 1.7655 | 0 | 0 | 2117.814 | 0.00083365 | 60 | Residential_2028_Technical_MW_After Competition Groups_60 | Comprehensive Draft Proofing | 0.08337% | 0 | 1.7655 | Residential_2028_Technical_MW_After Competition Groups_Comprehensive Draft Proofing
Residential | Res ¦ Variable Frequency Drive (VFD) | 2028 | Technical | MW | After Competition Groups | 1.7124 | 0 | 0 | 2117.814 | 0.00080858 | 61 | Residential_2028_Technical_MW_After Competition Groups_61 | Variable Frequency Drive (VFD) | 0.08086% | 0 | 1.7124 | Residential_2028_Technical_MW_After Competition Groups_Variable Frequency Drive (VFD)
Residential | Res ¦ Condensing Make Up Air Unit | 2028 | Technical | MW | After Competition Groups | 1.4182 | 0 | 0 | 2117.814 | 0.00066964 | 62 | Residential_2028_Technical_MW_After Competition Groups_62 | Condensing Make Up Air Unit | 0.06696% | 0 | 1.4182 | Residential_2028_Technical_MW_After Competition Groups_Condensing Make Up Air Unit
Residential | Res ¦ DHW Recirculation Systems | 2028 | Technical | MW | After Competition Groups | 1.3445 | 0 | 0 | 2117.814 | 0.00063483 | 63 | Residential_2028_Technical_MW_After Competition Groups_63 | DHW Recirculation Systems | 0.06348% | 0 | 1.3445 | Residential_2028_Technical_MW_After Competition Groups_DHW Recirculation Systems
Residential | Res ¦ Solar Powered Attic Fan | 2028 | Technical | MW | After Competition Groups | 1.1425 | 0 | 0 | 2117.814 | 0.00053948 | 64 | Residential_2028_Technical_MW_After Competition Groups_64 | Solar Powered Attic Fan | 0.05395% | 0 | 1.1425 | Residential_2028_Technical_MW_After Competition Groups_Solar Powered Attic Fan
Residential | Res ¦ Water Heater Temperature Setback | 2028 | Technical | MW | After Competition Groups | 1.083 | 0 | 0 | 2117.814 | 0.00051138 | 65 | Residential_2028_Technical_MW_After Competition Groups_65 | Water Heater Temperature Setback | 0.05114% | 0 | 1.083 | Residential_2028_Technical_MW_After Competition Groups_Water Heater Temperature Setback
Residential | Res ¦ LED Parking Lot Fixture | 2028 | Technical | MW | After Competition Groups | 0.8649 | 0 | 0 | 2117.814 | 0.00040839 | 66 | Residential_2028_Technical_MW_After Competition Groups_66 | LED Parking Lot Fixture | 0.04084% | 0 | 0.8649 | Residential_2028_Technical_MW_After Competition Groups_LED Parking Lot Fixture
Residential | Res ¦ HVAC Optimization | 2028 | Technical | MW | After Competition Groups | 0.79166 | 0 | 0 | 2117.814 | 0.00037381 | 67 | Residential_2028_Technical_MW_After Competition Groups_67 | HVAC Optimization | 0.03738% | 0 | 0.79166 | Residential_2028_Technical_MW_After Competition Groups_HVAC Optimization
Residential | Res ¦ VFD on Pumps | 2028 | Technical | MW | After Competition Groups | 0.52659 | 0 | 0 | 2117.814 | 0.00024865 | 68 | Residential_2028_Technical_MW_After Competition Groups_68 | VFD on Pumps | 0.02486% | 0 | 0.52659 | Residential_2028_Technical_MW_After Competition Groups_VFD on Pumps
Residential | Res ¦ ENERGY STAR LED Lamps (General Service Lamps) | 2028 | Technical | MW | After Competition Groups | 0.44141 | 0 | 0 | 2117.814 | 0.00020842 | 69 | Residential_2028_Technical_MW_After Competition Groups_69 | ENERGY STAR LED Lamps (General Service Lamps) | 0.02084% | 0 | 0.44141 | Residential_2028_Technical_MW_After Competition Groups_ENERGY STAR LED Lamps (General Service Lamps)
Residential | Res ¦ LED Exterior Area Lights - LED Fixture (200W) | 2028 | Technical | MW | After Competition Groups | 0.40168 | 0 | 0 | 2117.814 | 0.00018967 | 70 | Residential_2028_Technical_MW_After Competition Groups_70 | LED Exterior Area Lights - LED Fixture (200W) | 0.01897% | 0 | 0.40168 | Residential_2028_Technical_MW_After Competition Groups_LED Exterior Area Lights - LED Fixture (200W)
Residential | Res ¦ ECM MOTORS FOR HVAC APPLICATION (FAN-POWERED VAV BOX) | 2028 | Technical | MW | After Competition Groups | 0.32934 | 0 | 0 | 2117.814 | 0.00015551 | 71 | Residential_2028_Technical_MW_After Competition Groups_71 | ECM MOTORS FOR HVAC APPLICATION (FAN-POWERED VAV BOX) | 0.01555% | 0 | 0.32934 | Residential_2028_Technical_MW_After Competition Groups_ECM MOTORS FOR HVAC APPLICATION (FAN-POWERED VAV BOX)
Residential | Res ¦ Beverage Vending Machine Controls | 2028 | Technical | MW | After Competition Groups | 0.23528 | 0 | 0 | 2117.814 | 0.00011109 | 72 | Residential_2028_Technical_MW_After Competition Groups_72 | Beverage Vending Machine Controls | 0.01111% | 0 | 0.23528 | Residential_2028_Technical_MW_After Competition Groups_Beverage Vending Machine Controls
Residential | Res ¦ Tankless Water Heater | 2028 | Technical | MW | After Competition Groups | 0.23459 | 0 | 0 | 2117.814 | 0.00011077 | 73 | Residential_2028_Technical_MW_After Competition Groups_73 | Tankless Water Heater | 0.01108% | 0 | 0.23459 | Residential_2028_Technical_MW_After Competition Groups_Tankless Water Heater
Residential | Res ¦ Chilled Water Optimization | 2028 | Technical | MW | After Competition Groups | 0.19832 | 0 | 0 | 2117.814 | 9.3645e-05 | 74 | Residential_2028_Technical_MW_After Competition Groups_74 | Chilled Water Optimization | 0.009365% | 0 | 0.19832 | Residential_2028_Technical_MW_After Competition Groups_Chilled Water Optimization
Residential | Res ¦ Wall Insulation MF | 2028 | Technical | MW | After Competition Groups | 0.17062 | 0 | 0 | 2117.814 | 8.0562e-05 | 75 | Residential_2028_Technical_MW_After Competition Groups_75 | Wall Insulation MF | 0.008056% | 0 | 0.17062 | Residential_2028_Technical_MW_After Competition Groups_Wall Insulation MF
Residential | Res ¦ LED Recessed Downlights | 2028 | Technical | MW | After Competition Groups | 0.028382 | 0 | 0 | 2117.814 | 1.3401e-05 | 76 | Residential_2028_Technical_MW_After Competition Groups_76 | LED Recessed Downlights | 0.00134% | 0 | 0.028382 | Residential_2028_Technical_MW_After Competition Groups_LED Recessed Downlights
Residential | Res ¦ LED High Bay Fixture | 2028 | Technical | MW | After Competition Groups | 0.024253 | 0 | 0 | 2117.814 | 1.1452e-05 | 77 | Residential_2028_Technical_MW_After Competition Groups_77 | LED High Bay Fixture | 0.001145% | 0 | 0.024253 | Residential_2028_Technical_MW_After Competition Groups_LED High Bay Fixture
Residential | Res ¦ Radiant Barrier | 2028 | Technical | MW | After Competition Groups | 0.013172 | 0 | 0 | 2117.814 | 6.2194e-06 | 78 | Residential_2028_Technical_MW_After Competition Groups_78 | Radiant Barrier | 0.0006219% | 0 | 0.013172 | Residential_2028_Technical_MW_After Competition Groups_Radiant Barrier
Residential | Res ¦ Solar Water Preheat (Pools/DHW) | 2028 | Technical | MW | After Competition Groups | 0.0071487 | 0 | 0 | 2117.814 | 3.3755e-06 | 79 | Residential_2028_Technical_MW_After Competition Groups_79 | Solar Water Preheat (Pools/DHW) | 0.0003376% | 0 | 0.0071487 | Residential_2028_Technical_MW_After Competition Groups_Solar Water Preheat (Pools/DHW)
Residential | Res ¦ Photocell Controls (Outdoor) | 2028 | Technical | MW | After Competition Groups | 5.6853e-05 | 0 | 0 | 2117.814 | 2.6845e-08 | 80 | Residential_2028_Technical_MW_After Competition Groups_80 | Photocell Controls (Outdoor) | 2.685e-06% | 0 | 5.6853e-05 | Residential_2028_Technical_MW_After Competition Groups_Photocell Controls (Outdoor)
Residential | Res ¦ Adaptive Thermostat | 2029 | Economic | MW | After Competition Groups | 195.7998 | 0 | 0 | 1163.4531 | 0.16829 | 1 | Residential_2029_Economic_MW_After Competition Groups_1 | Adaptive Thermostat | 16.83% | 0 | 195.7998 | Residential_2029_Economic_MW_After Competition Groups_Adaptive Thermostat
Residential | Res ¦ Ductless Mini-Split Heat Pump | 2029 | Economic | MW | After Competition Groups | 151.9227 | 0 | 0 | 1163.4531 | 0.13058 | 2 | Residential_2029_Economic_MW_After Competition Groups_2 | Ductless Mini-Split Heat Pump | 13.06% | 0 | 151.9227 | Residential_2029_Economic_MW_After Competition Groups_Ductless Mini-Split Heat Pump
Residential | Res ¦ Energy Star Air Source Heat Pump | 2029 | Economic | MW | After Competition Groups | 86.8544 | 0 | 0 | 1163.4531 | 0.074652 | 3 | Residential_2029_Economic_MW_After Competition Groups_3 | Energy Star Air Source Heat Pump | 7.465% | 0 | 86.8544 | Residential_2029_Economic_MW_After Competition Groups_Energy Star Air Source Heat Pump
Residential | Res ¦ Building Recommissioning, Operations and Maintenance (O&M) Improvements | 2029 | Economic | MW | After Competition Groups | 82.727 | 0 | 0 | 1163.4531 | 0.071105 | 4 | Residential_2029_Economic_MW_After Competition Groups_4 | Building Recommissioning, Operations and Maintenance (O&M) Improvements | 7.11% | 0 | 82.727 | Residential_2029_Economic_MW_After Competition Groups_Building Recommissioning, Operations and Maintenance (O&M) Improvements
Residential | Res ¦ Basement Wall Insulation | 2029 | Economic | MW | After Competition Groups | 76.3038 | 0 | 0 | 1163.4531 | 0.065584 | 5 | Residential_2029_Economic_MW_After Competition Groups_5 | Basement Wall Insulation | 6.558% | 0 | 76.3038 | Residential_2029_Economic_MW_After Competition Groups_Basement Wall Insulation
Residential | Res ¦ Energy Star Clothes Washer | 2029 | Economic | MW | After Competition Groups | 72.8094 | 0 | 0 | 1163.4531 | 0.06258 | 6 | Residential_2029_Economic_MW_After Competition Groups_6 | Energy Star Clothes Washer | 6.258% | 0 | 72.8094 | Residential_2029_Economic_MW_After Competition Groups_Energy Star Clothes Washer
Residential | Res ¦ Energy Star LED Bulbs General Purpose LEDs | 2029 | Economic | MW | After Competition Groups | 61.4876 | 0 | 0 | 1163.4531 | 0.052849 | 7 | Residential_2029_Economic_MW_After Competition Groups_7 | Energy Star LED Bulbs General Purpose LEDs | 5.285% | 0 | 61.4876 | Residential_2029_Economic_MW_After Competition Groups_Energy Star LED Bulbs General Purpose LEDs
Residential | Res ¦ Variable Speed Pool Pump Motor | 2029 | Economic | MW | After Competition Groups | 59.0911 | 0 | 0 | 1163.4531 | 0.050789 | 8 | Residential_2029_Economic_MW_After Competition Groups_8 | Variable Speed Pool Pump Motor | 5.079% | 0 | 59.0911 | Residential_2029_Economic_MW_After Competition Groups_Variable Speed Pool Pump Motor
Residential | Res ¦ Energy Star Room Air Conditioner | 2029 | Economic | MW | After Competition Groups | 59.0073 | 0 | 0 | 1163.4531 | 0.050717 | 9 | Residential_2029_Economic_MW_After Competition Groups_9 | Energy Star Room Air Conditioner | 5.072% | 0 | 59.0073 | Residential_2029_Economic_MW_After Competition Groups_Energy Star Room Air Conditioner
Residential | Res ¦ Attic Insulation | 2029 | Economic | MW | After Competition Groups | 58.8635 | 0 | 0 | 1163.4531 | 0.050594 | 10 | Residential_2029_Economic_MW_After Competition Groups_10 | Attic Insulation | 5.059% | 0 | 58.8635 | Residential_2029_Economic_MW_After Competition Groups_Attic Insulation
Residential | Res ¦ Energy Star A Line, PAR, MR Lamps | 2029 | Economic | MW | After Competition Groups | 42.5271 | 0 | 0 | 1163.4531 | 0.036552 | 11 | Residential_2029_Economic_MW_After Competition Groups_11 | Energy Star A Line, PAR, MR Lamps | 3.655% | 0 | 42.5271 | Residential_2029_Economic_MW_After Competition Groups_Energy Star A Line, PAR, MR Lamps
Residential | Res ¦ Energy Star Clothes Dryer | 2029 | Economic | MW | After Competition Groups | 27.162 | 0 | 0 | 1163.4531 | 0.023346 | 12 | Residential_2029_Economic_MW_After Competition Groups_12 | Energy Star Clothes Dryer | 2.335% | 0 | 27.162 | Residential_2029_Economic_MW_After Competition Groups_Energy Star Clothes Dryer
Residential | Res ¦ Air Sealing | 2029 | Economic | MW | After Competition Groups | 16.2307 | 0 | 0 | 1163.4531 | 0.01395 | 13 | Residential_2029_Economic_MW_After Competition Groups_13 | Air Sealing | 1.395% | 0 | 16.2307 | Residential_2029_Economic_MW_After Competition Groups_Air Sealing
Residential | Res ¦ Duct Insulation | 2029 | Economic | MW | After Competition Groups | 15.7666 | 0 | 0 | 1163.4531 | 0.013552 | 14 | Residential_2029_Economic_MW_After Competition Groups_14 | Duct Insulation | 1.355% | 0 | 15.7666 | Residential_2029_Economic_MW_After Competition Groups_Duct Insulation
Residential | Res ¦ Floor Insulation | 2029 | Economic | MW | After Competition Groups | 15.4273 | 0 | 0 | 1163.4531 | 0.01326 | 15 | Residential_2029_Economic_MW_After Competition Groups_15 | Floor Insulation | 1.326% | 0 | 15.4273 | Residential_2029_Economic_MW_After Competition Groups_Floor Insulation
Residential | Res ¦ Energy Star Torchiere | 2029 | Economic | MW | After Competition Groups | 13.5851 | 0 | 0 | 1163.4531 | 0.011677 | 16 | Residential_2029_Economic_MW_After Competition Groups_16 | Energy Star Torchiere | 1.168% | 0 | 13.5851 | Residential_2029_Economic_MW_After Competition Groups_Energy Star Torchiere
Residential | Res ¦ Advanced BAS/Controllers | 2029 | Economic | MW | After Competition Groups | 12.1081 | 0 | 0 | 1163.4531 | 0.010407 | 17 | Residential_2029_Economic_MW_After Competition Groups_17 | Advanced BAS/Controllers | 1.041% | 0 | 12.1081 | Residential_2029_Economic_MW_After Competition Groups_Advanced BAS/Controllers
Residential | Res ¦ Clothes Drying Racks | 2029 | Economic | MW | After Competition Groups | 11.2047 | 0 | 0 | 1163.4531 | 0.0096306 | 18 | Residential_2029_Economic_MW_After Competition Groups_18 | Clothes Drying Racks | 0.9631% | 0 | 11.2047 | Residential_2029_Economic_MW_After Competition Groups_Clothes Drying Racks
Residential | Res ¦ Refrigerator Recycling | 2029 | Economic | MW | After Competition Groups | 9.4953 | 0 | 0 | 1163.4531 | 0.0081613 | 19 | Residential_2029_Economic_MW_After Competition Groups_19 | Refrigerator Recycling | 0.8161% | 0 | 9.4953 | Residential_2029_Economic_MW_After Competition Groups_Refrigerator Recycling
Residential | Res ¦ Home Energy Reports | 2029 | Economic | MW | After Competition Groups | 9.2957 | 0 | 0 | 1163.4531 | 0.0079898 | 20 | Residential_2029_Economic_MW_After Competition Groups_20 | Home Energy Reports | 0.799% | 0 | 9.2957 | Residential_2029_Economic_MW_After Competition Groups_Home Energy Reports
Residential | Res ¦ Occupancy Sensors MF | 2029 | Economic | MW | After Competition Groups | 9.2143 | 0 | 0 | 1163.4531 | 0.0079198 | 21 | Residential_2029_Economic_MW_After Competition Groups_21 | Occupancy Sensors MF | 0.792% | 0 | 9.2143 | Residential_2029_Economic_MW_After Competition Groups_Occupancy Sensors MF
Residential | Res ¦ Freezer Recycling | 2029 | Economic | MW | After Competition Groups | 8.8456 | 0 | 0 | 1163.4531 | 0.0076029 | 22 | Residential_2029_Economic_MW_After Competition Groups_22 | Freezer Recycling | 0.7603% | 0 | 8.8456 | Residential_2029_Economic_MW_After Competition Groups_Freezer Recycling
Residential | Res ¦ High Efficiency Chiller (avg of water and air cooled) | 2029 | Economic | MW | After Competition Groups | 8.4263 | 0 | 0 | 1163.4531 | 0.0072425 | 23 | Residential_2029_Economic_MW_After Competition Groups_23 | High Efficiency Chiller (avg of water and air cooled) | 0.7242% | 0 | 8.4263 | Residential_2029_Economic_MW_After Competition Groups_High Efficiency Chiller (avg of water and air cooled)
Residential | Res ¦ Energy Star Dehumidifier | 2029 | Economic | MW | After Competition Groups | 8.3612 | 0 | 0 | 1163.4531 | 0.0071865 | 24 | Residential_2029_Economic_MW_After Competition Groups_24 | Energy Star Dehumidifier | 0.7186% | 0 | 8.3612 | Residential_2029_Economic_MW_After Competition Groups_Energy Star Dehumidifier
Residential | Res ¦ Duct Insulation MF | 2029 | Economic | MW | After Competition Groups | 5.9497 | 0 | 0 | 1163.4531 | 0.0051139 | 25 | Residential_2029_Economic_MW_After Competition Groups_25 | Duct Insulation MF | 0.5114% | 0 | 5.9497 | Residential_2029_Economic_MW_After Competition Groups_Duct Insulation MF
Residential | Res ¦ Energy Star Light Fixture | 2029 | Economic | MW | After Competition Groups | 5.9266 | 0 | 0 | 1163.4531 | 0.005094 | 26 | Residential_2029_Economic_MW_After Competition Groups_26 | Energy Star Light Fixture | 0.5094% | 0 | 5.9266 | Residential_2029_Economic_MW_After Competition Groups_Energy Star Light Fixture
Residential | Res ¦ Minimize Hot and Warm Clothes Wash | 2029 | Economic | MW | After Competition Groups | 4.6934 | 0 | 0 | 1163.4531 | 0.004034 | 27 | Residential_2029_Economic_MW_After Competition Groups_27 | Minimize Hot and Warm Clothes Wash | 0.4034% | 0 | 4.6934 | Residential_2029_Economic_MW_After Competition Groups_Minimize Hot and Warm Clothes Wash
Residential | Res ¦ Energy Star Freezer | 2029 | Economic | MW | After Competition Groups | 4.6802 | 0 | 0 | 1163.4531 | 0.0040227 | 28 | Residential_2029_Economic_MW_After Competition Groups_28 | Energy Star Freezer | 0.4023% | 0 | 4.6802 | Residential_2029_Economic_MW_After Competition Groups_Energy Star Freezer
Residential | Res ¦ Heat Recovery Ventilator | 2029 | Economic | MW | After Competition Groups | 3.8131 | 0 | 0 | 1163.4531 | 0.0032774 | 29 | Residential_2029_Economic_MW_After Competition Groups_29 | Heat Recovery Ventilator | 0.3277% | 0 | 3.8131 | Residential_2029_Economic_MW_After Competition Groups_Heat Recovery Ventilator
Residential | Res ¦ LED Tube Re-Lamp | 2029 | Economic | MW | After Competition Groups | 3.5491 | 0 | 0 | 1163.4531 | 0.0030505 | 30 | Residential_2029_Economic_MW_After Competition Groups_30 | LED Tube Re-Lamp | 0.3051% | 0 | 3.5491 | Residential_2029_Economic_MW_After Competition Groups_LED Tube Re-Lamp
Residential | Res ¦ Outside Air Economizer | 2029 | Economic | MW | After Competition Groups | 3.182 | 0 | 0 | 1163.4531 | 0.002735 | 31 | Residential_2029_Economic_MW_After Competition Groups_31 | Outside Air Economizer | 0.2735% | 0 | 3.182 | Residential_2029_Economic_MW_After Competition Groups_Outside Air Economizer
Residential | Res ¦ Demand Control Ventilation | 2029 | Economic | MW | After Competition Groups | 2.128 | 0 | 0 | 1163.4531 | 0.001829 | 32 | Residential_2029_Economic_MW_After Competition Groups_32 | Demand Control Ventilation | 0.1829% | 0 | 2.128 | Residential_2029_Economic_MW_After Competition Groups_Demand Control Ventilation
Residential | Res ¦ Furnace Whistle | 2029 | Economic | MW | After Competition Groups | 2.0449 | 0 | 0 | 1163.4531 | 0.0017576 | 33 | Residential_2029_Economic_MW_After Competition Groups_33 | Furnace Whistle | 0.1758% | 0 | 2.0449 | Residential_2029_Economic_MW_After Competition Groups_Furnace Whistle
Residential | Res ¦ CO Sensors for parking garage exhaust fans | 2029 | Economic | MW | After Competition Groups | 2.0076 | 0 | 0 | 1163.4531 | 0.0017256 | 34 | Residential_2029_Economic_MW_After Competition Groups_34 | CO Sensors for parking garage exhaust fans | 0.1726% | 0 | 2.0076 | Residential_2029_Economic_MW_After Competition Groups_CO Sensors for parking garage exhaust fans
Residential | Res ¦ ENERGY STAR LED LAMPS (REFLECTOR LAMPs/MR16/PAR 16) | 2029 | Economic | MW | After Competition Groups | 1.9068 | 0 | 0 | 1163.4531 | 0.0016389 | 35 | Residential_2029_Economic_MW_After Competition Groups_35 | ENERGY STAR LED LAMPS (REFLECTOR LAMPs/MR16/PAR 16) | 0.1639% | 0 | 1.9068 | Residential_2029_Economic_MW_After Competition Groups_ENERGY STAR LED LAMPS (REFLECTOR LAMPs/MR16/PAR 16)
Residential | Res ¦ Tankless Water Heater | 2029 | Economic | MW | After Competition Groups | 1.7568 | 0 | 0 | 1163.4531 | 0.0015099 | 36 | Residential_2029_Economic_MW_After Competition Groups_36 | Tankless Water Heater | 0.151% | 0 | 1.7568 | Residential_2029_Economic_MW_After Competition Groups_Tankless Water Heater
Residential | Res ¦ Comprehensive Draft Proofing | 2029 | Economic | MW | After Competition Groups | 1.7376 | 0 | 0 | 1163.4531 | 0.0014935 | 37 | Residential_2029_Economic_MW_After Competition Groups_37 | Comprehensive Draft Proofing | 0.1494% | 0 | 1.7376 | Residential_2029_Economic_MW_After Competition Groups_Comprehensive Draft Proofing
Residential | Res ¦ Variable Frequency Drive (VFD) | 2029 | Economic | MW | After Competition Groups | 1.6854 | 0 | 0 | 1163.4531 | 0.0014486 | 38 | Residential_2029_Economic_MW_After Competition Groups_38 | Variable Frequency Drive (VFD) | 0.1449% | 0 | 1.6854 | Residential_2029_Economic_MW_After Competition Groups_Variable Frequency Drive (VFD)
Residential | Res ¦ Condensing Make Up Air Unit | 2029 | Economic | MW | After Competition Groups | 1.5325 | 0 | 0 | 1163.4531 | 0.0013172 | 39 | Residential_2029_Economic_MW_After Competition Groups_39 | Condensing Make Up Air Unit | 0.1317% | 0 | 1.5325 | Residential_2029_Economic_MW_After Competition Groups_Condensing Make Up Air Unit
Residential | Res ¦ Water Heater Temperature Setback | 2029 | Economic | MW | After Competition Groups | 1.0659 | 0 | 0 | 1163.4531 | 0.00091616 | 40 | Residential_2029_Economic_MW_After Competition Groups_40 | Water Heater Temperature Setback | 0.09162% | 0 | 1.0659 | Residential_2029_Economic_MW_After Competition Groups_Water Heater Temperature Setback
Residential | Res ¦ LED Parking Lot Fixture | 2029 | Economic | MW | After Competition Groups | 0.86712 | 0 | 0 | 1163.4531 | 0.0007453 | 41 | Residential_2029_Economic_MW_After Competition Groups_41 | LED Parking Lot Fixture | 0.07453% | 0 | 0.86712 | Residential_2029_Economic_MW_After Competition Groups_LED Parking Lot Fixture
Residential | Res ¦ VFD on Pumps | 2029 | Economic | MW | After Competition Groups | 0.51827 | 0 | 0 | 1163.4531 | 0.00044546 | 42 | Residential_2029_Economic_MW_After Competition Groups_42 | VFD on Pumps | 0.04455% | 0 | 0.51827 | Residential_2029_Economic_MW_After Competition Groups_VFD on Pumps
Residential | Res ¦ ENERGY STAR LED Lamps (General Service Lamps) | 2029 | Economic | MW | After Competition Groups | 0.44211 | 0 | 0 | 1163.4531 | 0.00038 | 43 | Residential_2029_Economic_MW_After Competition Groups_43 | ENERGY STAR LED Lamps (General Service Lamps) | 0.038% | 0 | 0.44211 | Residential_2029_Economic_MW_After Competition Groups_ENERGY STAR LED Lamps (General Service Lamps)
Residential | Res ¦ LED Exterior Area Lights - LED Fixture (200W) | 2029 | Economic | MW | After Competition Groups | 0.40383 | 0 | 0 | 1163.4531 | 0.0003471 | 44 | Residential_2029_Economic_MW_After Competition Groups_44 | LED Exterior Area Lights - LED Fixture (200W) | 0.03471% | 0 | 0.40383 | Residential_2029_Economic_MW_After Competition Groups_LED Exterior Area Lights - LED Fixture (200W)
Residential | Res ¦ ECM MOTORS FOR HVAC APPLICATION (FAN-POWERED VAV BOX) | 2029 | Economic | MW | After Competition Groups | 0.33353 | 0 | 0 | 1163.4531 | 0.00028667 | 45 | Residential_2029_Economic_MW_After Competition Groups_45 | ECM MOTORS FOR HVAC APPLICATION (FAN-POWERED VAV BOX) | 0.02867% | 0 | 0.33353 | Residential_2029_Economic_MW_After Competition Groups_ECM MOTORS FOR HVAC APPLICATION (FAN-POWERED VAV BOX)
Residential | Res ¦ Beverage Vending Machine Controls | 2029 | Economic | MW | After Competition Groups | 0.23943 | 0 | 0 | 1163.4531 | 0.00020579 | 46 | Residential_2029_Economic_MW_After Competition Groups_46 | Beverage Vending Machine Controls | 0.02058% | 0 | 0.23943 | Residential_2029_Economic_MW_After Competition Groups_Beverage Vending Machine Controls
Residential | Res ¦ Wall Insulation | 2029 | Economic | MW | After Competition Groups | 0.22176 | 0 | 0 | 1163.4531 | 0.0001906 | 47 | Residential_2029_Economic_MW_After Competition Groups_47 | Wall Insulation | 0.01906% | 0 | 0.22176 | Residential_2029_Economic_MW_After Competition Groups_Wall Insulation
Residential | Res ¦ Chilled Water Optimization | 2029 | Economic | MW | After Competition Groups | 0.21412 | 0 | 0 | 1163.4531 | 0.00018404 | 48 | Residential_2029_Economic_MW_After Competition Groups_48 | Chilled Water Optimization | 0.0184% | 0 | 0.21412 | Residential_2029_Economic_MW_After Competition Groups_Chilled Water Optimization
Residential | Res ¦ LED High Bay Fixture | 2029 | Economic | MW | After Competition Groups | 0.023254 | 0 | 0 | 1163.4531 | 1.9987e-05 | 49 | Residential_2029_Economic_MW_After Competition Groups_49 | LED High Bay Fixture | 0.001999% | 0 | 0.023254 | Residential_2029_Economic_MW_After Competition Groups_LED High Bay Fixture
Residential | Res ¦ Wall Insulation MF | 2029 | Economic | MW | After Competition Groups | 0.01344 | 0 | 0 | 1163.4531 | 1.1552e-05 | 50 | Residential_2029_Economic_MW_After Competition Groups_50 | Wall Insulation MF | 0.001155% | 0 | 0.01344 | Residential_2029_Economic_MW_After Competition Groups_Wall Insulation MF
Residential | Res ¦ LED Downlight | 2029 | Economic | MW | After Competition Groups | 0 | 0 | 0 | 1163.4531 | 0 | 51 | Residential_2029_Economic_MW_After Competition Groups_51 | LED Downlight | 0% | 0 | 0 | Residential_2029_Economic_MW_After Competition Groups_LED Downlight
Residential | Res ¦ Smart Burners | 2029 | Economic | MW | After Competition Groups | 0 | 0 | 0 | 1163.4531 | 0 | 52 | Residential_2029_Economic_MW_After Competition Groups_52 | Smart Burners | 0% | 0 | 0 | Residential_2029_Economic_MW_After Competition Groups_Smart Burners
Residential | Res ¦ Smart Power Bar | 2029 | Economic | MW | After Competition Groups | 0 | 0 | 0 | 1163.4531 | 0 | 53 | Residential_2029_Economic_MW_After Competition Groups_53 | Smart Power Bar | 0% | 0 | 0 | Residential_2029_Economic_MW_After Competition Groups_Smart Power Bar
Residential | Res ¦ Ductless Mini-Split Heat Pump | 2029 | SC A | MW | After Competition Groups | 62.3836 | 0 | 0 | 324.8662 | 0.19203 | 1 | Residential_2029_SC A_MW_After Competition Groups_1 | Ductless Mini-Split Heat Pump | 19.2% | 0 | 62.3836 | Residential_2029_SC A_MW_After Competition Groups_Ductless Mini-Split Heat Pump
Residential | Res ¦ Building Recommissioning, Operations and Maintenance (O&M) Improvements | 2029 | SC A | MW | After Competition Groups | 37.7691 | 0 | 0 | 324.8662 | 0.11626 | 2 | Residential_2029_SC A_MW_After Competition Groups_2 | Building Recommissioning, Operations and Maintenance (O&M) Improvements | 11.63% | 0 | 37.7691 | Residential_2029_SC A_MW_After Competition Groups_Building Recommissioning, Operations and Maintenance (O&M) Improvements
Residential | Res ¦ Energy Star Clothes Washer | 2029 | SC A | MW | After Competition Groups | 35.0944 | 0 | 0 | 324.8662 | 0.10803 | 3 | Residential_2029_SC A_MW_After Competition Groups_3 | Energy Star Clothes Washer | 10.8% | 0 | 35.0944 | Residential_2029_SC A_MW_After Competition Groups_Energy Star Clothes Washer
Residential | Res ¦ Energy Star LED Specialty Bulbs | 2029 | SC A | MW | After Competition Groups | 26.9921 | 0 | 0 | 324.8662 | 0.083087 | 4 | Residential_2029_SC A_MW_After Competition Groups_4 | Energy Star LED Specialty Bulbs | 8.309% | 0 | 26.9921 | Residential_2029_SC A_MW_After Competition Groups_Energy Star LED Specialty Bulbs
Residential | Res ¦ Adaptive Thermostat | 2029 | SC A | MW | After Competition Groups | 22.6015 | 0 | 0 | 324.8662 | 0.069572 | 5 | Residential_2029_SC A_MW_After Competition Groups_5 | Adaptive Thermostat | 6.957% | 0 | 22.6015 | Residential_2029_SC A_MW_After Competition Groups_Adaptive Thermostat
Residential | Res ¦ Variable Speed Pool Pump Motor | 2029 | SC A | MW | After Competition Groups | 18.9858 | 0 | 0 | 324.8662 | 0.058442 | 6 | Residential_2029_SC A_MW_After Competition Groups_6 | Variable Speed Pool Pump Motor | 5.844% | 0 | 18.9858 | Residential_2029_SC A_MW_After Competition Groups_Variable Speed Pool Pump Motor
Residential | Res ¦ Basement Wall Insulation | 2029 | SC A | MW | After Competition Groups | 14.9756 | 0 | 0 | 324.8662 | 0.046098 | 7 | Residential_2029_SC A_MW_After Competition Groups_7 | Basement Wall Insulation | 4.61% | 0 | 14.9756 | Residential_2029_SC A_MW_After Competition Groups_Basement Wall Insulation
Residential | Res ¦ Energy Star Air Source Heat Pump | 2029 | SC A | MW | After Competition Groups | 14.1654 | 0 | 0 | 324.8662 | 0.043604 | 8 | Residential_2029_SC A_MW_After Competition Groups_8 | Energy Star Air Source Heat Pump | 4.36% | 0 | 14.1654 | Residential_2029_SC A_MW_After Competition Groups_Energy Star Air Source Heat Pump
Residential | Res ¦ Energy Star A Line, PAR, MR Lamps | 2029 | SC A | MW | After Competition Groups | 11.2909 | 0 | 0 | 324.8662 | 0.034756 | 9 | Residential_2029_SC A_MW_After Competition Groups_9 | Energy Star A Line, PAR, MR Lamps | 3.476% | 0 | 11.2909 | Residential_2029_SC A_MW_After Competition Groups_Energy Star A Line, PAR, MR Lamps
Residential | Res ¦ Energy Star Room Air Conditioner | 2029 | SC A | MW | After Competition Groups | 10.4214 | 0 | 0 | 324.8662 | 0.032079 | 10 | Residential_2029_SC A_MW_After Competition Groups_10 | Energy Star Room Air Conditioner | 3.208% | 0 | 10.4214 | Residential_2029_SC A_MW_After Competition Groups_Energy Star Room Air Conditioner
Residential | Res ¦ Energy Star LED Bulbs General Purpose LEDs | 2029 | SC A | MW | After Competition Groups | 7.5644 | 0 | 0 | 324.8662 | 0.023285 | 11 | Residential_2029_SC A_MW_After Competition Groups_11 | Energy Star LED Bulbs General Purpose LEDs | 2.328% | 0 | 7.5644 | Residential_2029_SC A_MW_After Competition Groups_Energy Star LED Bulbs General Purpose LEDs
Residential | Res ¦ High Efficiency Chiller (avg of water and air cooled) | 2029 | SC A | MW | After Competition Groups | 7.3087 | 0 | 0 | 324.8662 | 0.022497 | 12 | Residential_2029_SC A_MW_After Competition Groups_12 | High Efficiency Chiller (avg of water and air cooled) | 2.25% | 0 | 7.3087 | Residential_2029_SC A_MW_After Competition Groups_High Efficiency Chiller (avg of water and air cooled)
Residential | Res ¦ Energy Star Clothes Dryer | 2029 | SC A | MW | After Competition Groups | 5.915 | 0 | 0 | 324.8662 | 0.018207 | 13 | Residential_2029_SC A_MW_After Competition Groups_13 | Energy Star Clothes Dryer | 1.821% | 0 | 5.915 | Residential_2029_SC A_MW_After Competition Groups_Energy Star Clothes Dryer
Residential | Res ¦ Energy Star Torchiere | 2029 | SC A | MW | After Competition Groups | 5.013 | 0 | 0 | 324.8662 | 0.015431 | 14 | Residential_2029_SC A_MW_After Competition Groups_14 | Energy Star Torchiere | 1.543% | 0 | 5.013 | Residential_2029_SC A_MW_After Competition Groups_Energy Star Torchiere
Residential | Res ¦ Attic Insulation | 2029 | SC A | MW | After Competition Groups | 4.8493 | 0 | 0 | 324.8662 | 0.014927 | 15 | Residential_2029_SC A_MW_After Competition Groups_15 | Attic Insulation | 1.493% | 0 | 4.8493 | Residential_2029_SC A_MW_After Competition Groups_Attic Insulation
Residential | Res ¦ Occupancy Sensors MF | 2029 | SC A | MW | After Competition Groups | 4.8098 | 0 | 0 | 324.8662 | 0.014806 | 16 | Residential_2029_SC A_MW_After Competition Groups_16 | Occupancy Sensors MF | 1.481% | 0 | 4.8098 | Residential_2029_SC A_MW_After Competition Groups_Occupancy Sensors MF
Residential | Res ¦ Home Energy Reports | 2029 | SC A | MW | After Competition Groups | 4.804 | 0 | 0 | 324.8662 | 0.014788 | 17 | Residential_2029_SC A_MW_After Competition Groups_17 | Home Energy Reports | 1.479% | 0 | 4.804 | Residential_2029_SC A_MW_After Competition Groups_Home Energy Reports
Residential | Res ¦ Advanced BAS/Controllers | 2029 | SC A | MW | After Competition Groups | 3.5857 | 0 | 0 | 324.8662 | 0.011037 | 18 | Residential_2029_SC A_MW_After Competition Groups_18 | Advanced BAS/Controllers | 1.104% | 0 | 3.5857 | Residential_2029_SC A_MW_After Competition Groups_Advanced BAS/Controllers
Residential | Res ¦ Refrigerator Recycling | 2029 | SC A | MW | After Competition Groups | 3.0854 | 0 | 0 | 324.8662 | 0.0094973 | 19 | Residential_2029_SC A_MW_After Competition Groups_19 | Refrigerator Recycling | 0.9497% | 0 | 3.0854 | Residential_2029_SC A_MW_After Competition Groups_Refrigerator Recycling
Residential | Res ¦ LED Tube Re-Lamp | 2029 | SC A | MW | After Competition Groups | 3.0467 | 0 | 0 | 324.8662 | 0.0093782 | 20 | Residential_2029_SC A_MW_After Competition Groups_20 | LED Tube Re-Lamp | 0.9378% | 0 | 3.0467 | Residential_2029_SC A_MW_After Competition Groups_LED Tube Re-Lamp
Residential | Res ¦ Minimize Hot and Warm Clothes Wash | 2029 | SC A | MW | After Competition Groups | 2.2366 | 0 | 0 | 324.8662 | 0.0068848 | 21 | Residential_2029_SC A_MW_After Competition Groups_21 | Minimize Hot and Warm Clothes Wash | 0.6885% | 0 | 2.2366 | Residential_2029_SC A_MW_After Competition Groups_Minimize Hot and Warm Clothes Wash
Residential | Res ¦ Energy Star Freezer | 2029 | SC A | MW | After Competition Groups | 2.0989 | 0 | 0 | 324.8662 | 0.0064609 | 22 | Residential_2029_SC A_MW_After Competition Groups_22 | Energy Star Freezer | 0.6461% | 0 | 2.0989 | Residential_2029_SC A_MW_After Competition Groups_Energy Star Freezer
Residential | Res ¦ Energy Star Light Fixture | 2029 | SC A | MW | After Competition Groups | 2.0141 | 0 | 0 | 324.8662 | 0.0061997 | 23 | Residential_2029_SC A_MW_After Competition Groups_23 | Energy Star Light Fixture | 0.62% | 0 | 2.0141 | Residential_2029_SC A_MW_After Competition Groups_Energy Star Light Fixture
Residential | Res ¦ Outside Air Economizer | 2029 | SC A | MW | After Competition Groups | 1.9159 | 0 | 0 | 324.8662 | 0.0058974 | 24 | Residential_2029_SC A_MW_After Competition Groups_24 | Outside Air Economizer | 0.5897% | 0 | 1.9159 | Residential_2029_SC A_MW_After Competition Groups_Outside Air Economizer
Residential | Res ¦ ENERGY STAR LED LAMPS (REFLECTOR LAMPs/MR16/PAR 16) | 2029 | SC A | MW | After Competition Groups | 1.8695 | 0 | 0 | 324.8662 | 0.0057546 | 25 | Residential_2029_SC A_MW_After Competition Groups_25 | ENERGY STAR LED LAMPS (REFLECTOR LAMPs/MR16/PAR 16) | 0.5755% | 0 | 1.8695 | Residential_2029_SC A_MW_After Competition Groups_ENERGY STAR LED LAMPS (REFLECTOR LAMPs/MR16/PAR 16)
Residential | Res ¦ Air Sealing | 2029 | SC A | MW | After Competition Groups | 1.7668 | 0 | 0 | 324.8662 | 0.0054387 | 26 | Residential_2029_SC A_MW_After Competition Groups_26 | Air Sealing | 0.5439% | 0 | 1.7668 | Residential_2029_SC A_MW_After Competition Groups_Air Sealing
Residential | Res ¦ Furnace Whistle | 2029 | SC A | MW | After Competition Groups | 0.93423 | 0 | 0 | 324.8662 | 0.0028757 | 27 | Residential_2029_SC A_MW_After Competition Groups_27 | Furnace Whistle | 0.2876% | 0 | 0.93423 | Residential_2029_SC A_MW_After Competition Groups_Furnace Whistle
Residential | Res ¦ Variable Frequency Drive (VFD) | 2029 | SC A | MW | After Competition Groups | 0.76999 | 0 | 0 | 324.8662 | 0.0023702 | 28 | Residential_2029_SC A_MW_After Competition Groups_28 | Variable Frequency Drive (VFD) | 0.237% | 0 | 0.76999 | Residential_2029_SC A_MW_After Competition Groups_Variable Frequency Drive (VFD)
Residential | Res ¦ LED Parking Lot Fixture | 2029 | SC A | MW | After Competition Groups | 0.76178 | 0 | 0 | 324.8662 | 0.0023449 | 29 | Residential_2029_SC A_MW_After Competition Groups_29 | LED Parking Lot Fixture | 0.2345% | 0 | 0.76178 | Residential_2029_SC A_MW_After Competition Groups_LED Parking Lot Fixture
Residential | Res ¦ Comprehensive Draft Proofing | 2029 | SC A | MW | After Competition Groups | 0.75285 | 0 | 0 | 324.8662 | 0.0023174 | 30 | Residential_2029_SC A_MW_After Competition Groups_30 | Comprehensive Draft Proofing | 0.2317% | 0 | 0.75285 | Residential_2029_SC A_MW_After Competition Groups_Comprehensive Draft Proofing
Residential | Res ¦ CO Sensors for parking garage exhaust fans | 2029 | SC A | MW | After Competition Groups | 0.61014 | 0 | 0 | 324.8662 | 0.0018781 | 31 | Residential_2029_SC A_MW_After Competition Groups_31 | CO Sensors for parking garage exhaust fans | 0.1878% | 0 | 0.61014 | Residential_2029_SC A_MW_After Competition Groups_CO Sensors for parking garage exhaust fans
Residential | Res ¦ Energy Star Dehumidifier | 2029 | SC A | MW | After Competition Groups | 0.56419 | 0 | 0 | 324.8662 | 0.0017367 | 32 | Residential_2029_SC A_MW_After Competition Groups_32 | Energy Star Dehumidifier | 0.1737% | 0 | 0.56419 | Residential_2029_SC A_MW_After Competition Groups_Energy Star Dehumidifier
Residential | Res ¦ Demand Control Ventilation | 2029 | SC A | MW | After Competition Groups | 0.50386 | 0 | 0 | 324.8662 | 0.001551 | 33 | Residential_2029_SC A_MW_After Competition Groups_33 | Demand Control Ventilation | 0.1551% | 0 | 0.50386 | Residential_2029_SC A_MW_After Competition Groups_Demand Control Ventilation
Residential | Res ¦ Water Heater Temperature Setback | 2029 | SC A | MW | After Competition Groups | 0.48359 | 0 | 0 | 324.8662 | 0.0014886 | 34 | Residential_2029_SC A_MW_After Competition Groups_34 | Water Heater Temperature Setback | 0.1489% | 0 | 0.48359 | Residential_2029_SC A_MW_After Competition Groups_Water Heater Temperature Setback
Residential | Res ¦ ENERGY STAR LED Lamps (General Service Lamps) | 2029 | SC A | MW | After Competition Groups | 0.41898 | 0 | 0 | 324.8662 | 0.0012897 | 35 | Residential_2029_SC A_MW_After Competition Groups_35 | ENERGY STAR LED Lamps (General Service Lamps) | 0.129% | 0 | 0.41898 | Residential_2029_SC A_MW_After Competition Groups_ENERGY STAR LED Lamps (General Service Lamps)
Residential | Res ¦ LED Exterior Area Lights - LED Fixture (200W) | 2029 | SC A | MW | After Competition Groups | 0.3758 | 0 | 0 | 324.8662 | 0.0011568 | 36 | Residential_2029_SC A_MW_After Competition Groups_36 | LED Exterior Area Lights - LED Fixture (200W) | 0.1157% | 0 | 0.3758 | Residential_2029_SC A_MW_After Competition Groups_LED Exterior Area Lights - LED Fixture (200W)
Residential | Res ¦ Clothes Drying Racks | 2029 | SC A | MW | After Competition Groups | 0.35019 | 0 | 0 | 324.8662 | 0.001078 | 37 | Residential_2029_SC A_MW_After Competition Groups_37 | Clothes Drying Racks | 0.1078% | 0 | 0.35019 | Residential_2029_SC A_MW_After Competition Groups_Clothes Drying Racks
Residential | Res ¦ Floor Insulation | 2029 | SC A | MW | After Competition Groups | 0.34911 | 0 | 0 | 324.8662 | 0.0010746 | 38 | Residential_2029_SC A_MW_After Competition Groups_38 | Floor Insulation | 0.1075% | 0 | 0.34911 | Residential_2029_SC A_MW_After Competition Groups_Floor Insulation
Residential | Res ¦ Tankless Water Heater | 2029 | SC A | MW | After Competition Groups | 0.24564 | 0 | 0 | 324.8662 | 0.00075613 | 39 | Residential_2029_SC A_MW_After Competition Groups_39 | Tankless Water Heater | 0.07561% | 0 | 0.24564 | Residential_2029_SC A_MW_After Competition Groups_Tankless Water Heater
Residential | Res ¦ Condensing Make Up Air Unit | 2029 | SC A | MW | After Competition Groups | 0.22389 | 0 | 0 | 324.8662 | 0.00068918 | 40 | Residential_2029_SC A_MW_After Competition Groups_40 | Condensing Make Up Air Unit | 0.06892% | 0 | 0.22389 | Residential_2029_SC A_MW_After Competition Groups_Condensing Make Up Air Unit
Residential | Res ¦ VFD on Pumps | 2029 | SC A | MW | After Competition Groups | 0.22031 | 0 | 0 | 324.8662 | 0.00067814 | 41 | Residential_2029_SC A_MW_After Competition Groups_41 | VFD on Pumps | 0.06781% | 0 | 0.22031 | Residential_2029_SC A_MW_After Competition Groups_VFD on Pumps
Residential | Res ¦ Duct Insulation | 2029 | SC A | MW | After Competition Groups | 0.20446 | 0 | 0 | 324.8662 | 0.00062937 | 42 | Residential_2029_SC A_MW_After Competition Groups_42 | Duct Insulation | 0.06294% | 0 | 0.20446 | Residential_2029_SC A_MW_After Competition Groups_Duct Insulation
Residential | Res ¦ ECM MOTORS FOR HVAC APPLICATION (FAN-POWERED VAV BOX) | 2029 | SC A | MW | After Competition Groups | 0.12935 | 0 | 0 | 324.8662 | 0.00039818 | 43 | Residential_2029_SC A_MW_After Competition Groups_43 | ECM MOTORS FOR HVAC APPLICATION (FAN-POWERED VAV BOX) | 0.03982% | 0 | 0.12935 | Residential_2029_SC A_MW_After Competition Groups_ECM MOTORS FOR HVAC APPLICATION (FAN-POWERED VAV BOX)
Residential | Res ¦ Duct Insulation MF | 2029 | SC A | MW | After Competition Groups | 0.12067 | 0 | 0 | 324.8662 | 0.00037143 | 44 | Residential_2029_SC A_MW_After Competition Groups_44 | Duct Insulation MF | 0.03714% | 0 | 0.12067 | Residential_2029_SC A_MW_After Competition Groups_Duct Insulation MF
Residential | Res ¦ Heat Recovery Ventilator | 2029 | SC A | MW | After Competition Groups | 0.105 | 0 | 0 | 324.8662 | 0.00032321 | 45 | Residential_2029_SC A_MW_After Competition Groups_45 | Heat Recovery Ventilator | 0.03232% | 0 | 0.105 | Residential_2029_SC A_MW_After Competition Groups_Heat Recovery Ventilator
Residential | Res ¦ Chilled Water Optimization | 2029 | SC A | MW | After Competition Groups | 0.089227 | 0 | 0 | 324.8662 | 0.00027466 | 46 | Residential_2029_SC A_MW_After Competition Groups_46 | Chilled Water Optimization | 0.02747% | 0 | 0.089227 | Residential_2029_SC A_MW_After Competition Groups_Chilled Water Optimization
Residential | Res ¦ Beverage Vending Machine Controls | 2029 | SC A | MW | After Competition Groups | 0.074071 | 0 | 0 | 324.8662 | 0.00022801 | 47 | Residential_2029_SC A_MW_After Competition Groups_47 | Beverage Vending Machine Controls | 0.0228% | 0 | 0.074071 | Residential_2029_SC A_MW_After Competition Groups_Beverage Vending Machine Controls
Residential | Res ¦ LED High Bay Fixture | 2029 | SC A | MW | After Competition Groups | 0.010984 | 0 | 0 | 324.8662 | 3.3812e-05 | 48 | Residential_2029_SC A_MW_After Competition Groups_48 | LED High Bay Fixture | 0.003381% | 0 | 0.010984 | Residential_2029_SC A_MW_After Competition Groups_LED High Bay Fixture
Residential | Res ¦ Wall Insulation MF | 2029 | SC A | MW | After Competition Groups | 0.0024545 | 0 | 0 | 324.8662 | 7.5555e-06 | 49 | Residential_2029_SC A_MW_After Competition Groups_49 | Wall Insulation MF | 0.0007556% | 0 | 0.0024545 | Residential_2029_SC A_MW_After Competition Groups_Wall Insulation MF
Residential | Res ¦ Wall Insulation | 2029 | SC A | MW | After Competition Groups | 0.0016585 | 0 | 0 | 324.8662 | 5.1051e-06 | 50 | Residential_2029_SC A_MW_After Competition Groups_50 | Wall Insulation | 0.0005105% | 0 | 0.0016585 | Residential_2029_SC A_MW_After Competition Groups_Wall Insulation
Residential | Res ¦ Freezer Recycling | 2029 | SC A | MW | After Competition Groups | 0.00028899 | 0 | 0 | 324.8662 | 8.8956e-07 | 51 | Residential_2029_SC A_MW_After Competition Groups_51 | Freezer Recycling | 8.896e-05% | 0 | 0.00028899 | Residential_2029_SC A_MW_After Competition Groups_Freezer Recycling
Residential | Res ¦ LED Downlight | 2029 | SC A | MW | After Competition Groups | 0 | 0 | 0 | 324.8662 | 0 | 52 | Residential_2029_SC A_MW_After Competition Groups_52 | LED Downlight | 0% | 0 | 0 | Residential_2029_SC A_MW_After Competition Groups_LED Downlight
Residential | Res ¦ Smart Burners | 2029 | SC A | MW | After Competition Groups | 0 | 0 | 0 | 324.8662 | 0 | 53 | Residential_2029_SC A_MW_After Competition Groups_53 | Smart Burners | 0% | 0 | 0 | Residential_2029_SC A_MW_After Competition Groups_Smart Burners
Residential | Res ¦ Smart Power Bar | 2029 | SC A | MW | After Competition Groups | 0 | 0 | 0 | 324.8662 | 0 | 54 | Residential_2029_SC A_MW_After Competition Groups_54 | Smart Power Bar | 0% | 0 | 0 | Residential_2029_SC A_MW_After Competition Groups_Smart Power Bar
Residential | Res ¦ Ductless Mini-Split Heat Pump | 2029 | SC B | MW | After Competition Groups | 81.7679 | 0 | 0 | 566.2177 | 0.14441 | 1 | Residential_2029_SC B_MW_After Competition Groups_1 | Ductless Mini-Split Heat Pump | 14.44% | 0 | 81.7679 | Residential_2029_SC B_MW_After Competition Groups_Ductless Mini-Split Heat Pump
Residential | Res ¦ Building Recommissioning, Operations and Maintenance (O&M) Improvements | 2029 | SC B | MW | After Competition Groups | 74.8223 | 0 | 0 | 566.2177 | 0.13214 | 2 | Residential_2029_SC B_MW_After Competition Groups_2 | Building Recommissioning, Operations and Maintenance (O&M) Improvements | 13.21% | 0 | 74.8223 | Residential_2029_SC B_MW_After Competition Groups_Building Recommissioning, Operations and Maintenance (O&M) Improvements
Residential | Res ¦ Energy Star Clothes Washer | 2029 | SC B | MW | After Competition Groups | 56.258 | 0 | 0 | 566.2177 | 0.099358 | 3 | Residential_2029_SC B_MW_After Competition Groups_3 | Energy Star Clothes Washer | 9.936% | 0 | 56.258 | Residential_2029_SC B_MW_After Competition Groups_Energy Star Clothes Washer
Residential | Res ¦ Adaptive Thermostat | 2029 | SC B | MW | After Competition Groups | 54.2061 | 0 | 0 | 566.2177 | 0.095734 | 4 | Residential_2029_SC B_MW_After Competition Groups_4 | Adaptive Thermostat | 9.573% | 0 | 54.2061 | Residential_2029_SC B_MW_After Competition Groups_Adaptive Thermostat
Residential | Res ¦ Variable Speed Pool Pump Motor | 2029 | SC B | MW | After Competition Groups | 53.4423 | 0 | 0 | 566.2177 | 0.094385 | 5 | Residential_2029_SC B_MW_After Competition Groups_5 | Variable Speed Pool Pump Motor | 9.438% | 0 | 53.4423 | Residential_2029_SC B_MW_After Competition Groups_Variable Speed Pool Pump Motor
Residential | Res ¦ Energy Star Air Source Heat Pump | 2029 | SC B | MW | After Competition Groups | 22.804 | 0 | 0 | 566.2177 | 0.040274 | 6 | Residential_2029_SC B_MW_After Competition Groups_6 | Energy Star Air Source Heat Pump | 4.027% | 0 | 22.804 | Residential_2029_SC B_MW_After Competition Groups_Energy Star Air Source Heat Pump
Residential | Res ¦ Energy Star Room Air Conditioner | 2029 | SC B | MW | After Competition Groups | 20.656 | 0 | 0 | 566.2177 | 0.036481 | 7 | Residential_2029_SC B_MW_After Competition Groups_7 | Energy Star Room Air Conditioner | 3.648% | 0 | 20.656 | Residential_2029_SC B_MW_After Competition Groups_Energy Star Room Air Conditioner
Residential | Res ¦ Energy Star LED Bulbs General Purpose LEDs | 2029 | SC B | MW | After Competition Groups | 16.8044 | 0 | 0 | 566.2177 | 0.029678 | 8 | Residential_2029_SC B_MW_After Competition Groups_8 | Energy Star LED Bulbs General Purpose LEDs | 2.968% | 0 | 16.8044 | Residential_2029_SC B_MW_After Competition Groups_Energy Star LED Bulbs General Purpose LEDs
Residential | Res ¦ Energy Star A Line, PAR, MR Lamps | 2029 | SC B | MW | After Competition Groups | 16.5299 | 0 | 0 | 566.2177 | 0.029194 | 9 | Residential_2029_SC B_MW_After Competition Groups_9 | Energy Star A Line, PAR, MR Lamps | 2.919% | 0 | 16.5299 | Residential_2029_SC B_MW_After Competition Groups_Energy Star A Line, PAR, MR Lamps
Residential | Res ¦ Basement Wall Insulation | 2029 | SC B | MW | After Competition Groups | 15.2363 | 0 | 0 | 566.2177 | 0.026909 | 10 | Residential_2029_SC B_MW_After Competition Groups_10 | Basement Wall Insulation | 2.691% | 0 | 15.2363 | Residential_2029_SC B_MW_After Competition Groups_Basement Wall Insulation
Residential | Res ¦ Energy Star LED Specialty Bulbs | 2029 | SC B | MW | After Competition Groups | 15.2304 | 0 | 0 | 566.2177 | 0.026898 | 11 | Residential_2029_SC B_MW_After Competition Groups_11 | Energy Star LED Specialty Bulbs | 2.69% | 0 | 15.2304 | Residential_2029_SC B_MW_After Competition Groups_Energy Star LED Specialty Bulbs
Residential | Res ¦ Attic Insulation | 2029 | SC B | MW | After Competition Groups | 11.7517 | 0 | 0 | 566.2177 | 0.020755 | 12 | Residential_2029_SC B_MW_After Competition Groups_12 | Attic Insulation | 2.075% | 0 | 11.7517 | Residential_2029_SC B_MW_After Competition Groups_Attic Insulation
Residential | Res ¦ Advanced BAS/Controllers | 2029 | SC B | MW | After Competition Groups | 10.9503 | 0 | 0 | 566.2177 | 0.019339 | 13 | Residential_2029_SC B_MW_After Competition Groups_13 | Advanced BAS/Controllers | 1.934% | 0 | 10.9503 | Residential_2029_SC B_MW_After Competition Groups_Advanced BAS/Controllers
Residential | Res ¦ Energy Star Clothes Dryer | 2029 | SC B | MW | After Competition Groups | 10.8156 | 0 | 0 | 566.2177 | 0.019102 | 14 | Residential_2029_SC B_MW_After Competition Groups_14 | Energy Star Clothes Dryer | 1.91% | 0 | 10.8156 | Residential_2029_SC B_MW_After Competition Groups_Energy Star Clothes Dryer
Residential | Res ¦ Clothes Drying Racks | 2029 | SC B | MW | After Competition Groups | 10.1311 | 0 | 0 | 566.2177 | 0.017893 | 15 | Residential_2029_SC B_MW_After Competition Groups_15 | Clothes Drying Racks | 1.789% | 0 | 10.1311 | Residential_2029_SC B_MW_After Competition Groups_Clothes Drying Racks
Residential | Res ¦ Occupancy Sensors MF | 2029 | SC B | MW | After Competition Groups | 9.8041 | 0 | 0 | 566.2177 | 0.017315 | 16 | Residential_2029_SC B_MW_After Competition Groups_16 | Occupancy Sensors MF | 1.732% | 0 | 9.8041 | Residential_2029_SC B_MW_After Competition Groups_Occupancy Sensors MF
Residential | Res ¦ Refrigerator Recycling | 2029 | SC B | MW | After Competition Groups | 8.5875 | 0 | 0 | 566.2177 | 0.015166 | 17 | Residential_2029_SC B_MW_After Competition Groups_17 | Refrigerator Recycling | 1.517% | 0 | 8.5875 | Residential_2029_SC B_MW_After Competition Groups_Refrigerator Recycling
Residential | Res ¦ Freezer Recycling | 2029 | SC B | MW | After Competition Groups | 7.9877 | 0 | 0 | 566.2177 | 0.014107 | 18 | Residential_2029_SC B_MW_After Competition Groups_18 | Freezer Recycling | 1.411% | 0 | 7.9877 | Residential_2029_SC B_MW_After Competition Groups_Freezer Recycling
Residential | Res ¦ High Efficiency Chiller (avg of water and air cooled) | 2029 | SC B | MW | After Competition Groups | 7.5248 | 0 | 0 | 566.2177 | 0.01329 | 19 | Residential_2029_SC B_MW_After Competition Groups_19 | High Efficiency Chiller (avg of water and air cooled) | 1.329% | 0 | 7.5248 | Residential_2029_SC B_MW_After Competition Groups_High Efficiency Chiller (avg of water and air cooled)
Residential | Res ¦ Energy Star Torchiere | 2029 | SC B | MW | After Competition Groups | 7.5104 | 0 | 0 | 566.2177 | 0.013264 | 20 | Residential_2029_SC B_MW_After Competition Groups_20 | Energy Star Torchiere | 1.326% | 0 | 7.5104 | Residential_2029_SC B_MW_After Competition Groups_Energy Star Torchiere
Residential | Res ¦ Energy Star Dehumidifier | 2029 | SC B | MW | After Competition Groups | 5.7619 | 0 | 0 | 566.2177 | 0.010176 | 21 | Residential_2029_SC B_MW_After Competition Groups_21 | Energy Star Dehumidifier | 1.018% | 0 | 5.7619 | Residential_2029_SC B_MW_After Competition Groups_Energy Star Dehumidifier
Residential | Res ¦ Home Energy Reports | 2029 | SC B | MW | After Competition Groups | 4.804 | 0 | 0 | 566.2177 | 0.0084844 | 22 | Residential_2029_SC B_MW_After Competition Groups_22 | Home Energy Reports | 0.8484% | 0 | 4.804 | Residential_2029_SC B_MW_After Competition Groups_Home Energy Reports
Residential | Res ¦ Energy Star Freezer | 2029 | SC B | MW | After Competition Groups | 4.672 | 0 | 0 | 566.2177 | 0.0082512 | 23 | Residential_2029_SC B_MW_After Competition Groups_23 | Energy Star Freezer | 0.8251% | 0 | 4.672 | Residential_2029_SC B_MW_After Competition Groups_Energy Star Freezer
Residential | Res ¦ Air Sealing | 2029 | SC B | MW | After Competition Groups | 3.2407 | 0 | 0 | 566.2177 | 0.0057234 | 24 | Residential_2029_SC B_MW_After Competition Groups_24 | Air Sealing | 0.5723% | 0 | 3.2407 | Residential_2029_SC B_MW_After Competition Groups_Air Sealing
Residential | Res ¦ Floor Insulation | 2029 | SC B | MW | After Competition Groups | 3.0787 | 0 | 0 | 566.2177 | 0.0054372 | 25 | Residential_2029_SC B_MW_After Competition Groups_25 | Floor Insulation | 0.5437% | 0 | 3.0787 | Residential_2029_SC B_MW_After Competition Groups_Floor Insulation
Residential | Res ¦ LED Tube Re-Lamp | 2029 | SC B | MW | After Competition Groups | 3.0467 | 0 | 0 | 566.2177 | 0.0053807 | 26 | Residential_2029_SC B_MW_After Competition Groups_26 | LED Tube Re-Lamp | 0.5381% | 0 | 3.0467 | Residential_2029_SC B_MW_After Competition Groups_LED Tube Re-Lamp
Residential | Res ¦ Outside Air Economizer | 2029 | SC B | MW | After Competition Groups | 2.9339 | 0 | 0 | 566.2177 | 0.0051816 | 27 | Residential_2029_SC B_MW_After Competition Groups_27 | Outside Air Economizer | 0.5182% | 0 | 2.9339 | Residential_2029_SC B_MW_After Competition Groups_Outside Air Economizer
Residential | Res ¦ Energy Star Light Fixture | 2029 | SC B | MW | After Competition Groups | 2.8897 | 0 | 0 | 566.2177 | 0.0051036 | 28 | Residential_2029_SC B_MW_After Competition Groups_28 | Energy Star Light Fixture | 0.5104% | 0 | 2.8897 | Residential_2029_SC B_MW_After Competition Groups_Energy Star Light Fixture
Residential | Res ¦ Duct Insulation | 2029 | SC B | MW | After Competition Groups | 2.7699 | 0 | 0 | 566.2177 | 0.0048919 | 29 | Residential_2029_SC B_MW_After Competition Groups_29 | Duct Insulation | 0.4892% | 0 | 2.7699 | Residential_2029_SC B_MW_After Competition Groups_Duct Insulation
Residential | Res ¦ Minimize Hot and Warm Clothes Wash | 2029 | SC B | MW | After Competition Groups | 2.2366 | 0 | 0 | 566.2177 | 0.0039501 | 30 | Residential_2029_SC B_MW_After Competition Groups_30 | Minimize Hot and Warm Clothes Wash | 0.395% | 0 | 2.2366 | Residential_2029_SC B_MW_After Competition Groups_Minimize Hot and Warm Clothes Wash
Residential | Res ¦ Demand Control Ventilation | 2029 | SC B | MW | After Competition Groups | 1.9244 | 0 | 0 | 566.2177 | 0.0033987 | 31 | Residential_2029_SC B_MW_After Competition Groups_31 | Demand Control Ventilation | 0.3399% | 0 | 1.9244 | Residential_2029_SC B_MW_After Competition Groups_Demand Control Ventilation
Residential | Res ¦ ENERGY STAR LED LAMPS (REFLECTOR LAMPs/MR16/PAR 16) | 2029 | SC B | MW | After Competition Groups | 1.8695 | 0 | 0 | 566.2177 | 0.0033017 | 32 | Residential_2029_SC B_MW_After Competition Groups_32 | ENERGY STAR LED LAMPS (REFLECTOR LAMPs/MR16/PAR 16) | 0.3302% | 0 | 1.8695 | Residential_2029_SC B_MW_After Competition Groups_ENERGY STAR LED LAMPS (REFLECTOR LAMPs/MR16/PAR 16)
Residential | Res ¦ Furnace Whistle | 2029 | SC B | MW | After Competition Groups | 1.8495 | 0 | 0 | 566.2177 | 0.0032664 | 33 | Residential_2029_SC B_MW_After Competition Groups_33 | Furnace Whistle | 0.3266% | 0 | 1.8495 | Residential_2029_SC B_MW_After Competition Groups_Furnace Whistle
Residential | Res ¦ Comprehensive Draft Proofing | 2029 | SC B | MW | After Competition Groups | 1.5716 | 0 | 0 | 566.2177 | 0.0027756 | 34 | Residential_2029_SC B_MW_After Competition Groups_34 | Comprehensive Draft Proofing | 0.2776% | 0 | 1.5716 | Residential_2029_SC B_MW_After Competition Groups_Comprehensive Draft Proofing
Residential | Res ¦ CO Sensors for parking garage exhaust fans | 2029 | SC B | MW | After Competition Groups | 1.5468 | 0 | 0 | 566.2177 | 0.0027318 | 35 | Residential_2029_SC B_MW_After Competition Groups_35 | CO Sensors for parking garage exhaust fans | 0.2732% | 0 | 1.5468 | Residential_2029_SC B_MW_After Competition Groups_CO Sensors for parking garage exhaust fans
Residential | Res ¦ Variable Frequency Drive (VFD) | 2029 | SC B | MW | After Competition Groups | 1.5243 | 0 | 0 | 566.2177 | 0.002692 | 36 | Residential_2029_SC B_MW_After Competition Groups_36 | Variable Frequency Drive (VFD) | 0.2692% | 0 | 1.5243 | Residential_2029_SC B_MW_After Competition Groups_Variable Frequency Drive (VFD)
Residential | Res ¦ Heat Recovery Ventilator | 2029 | SC B | MW | After Competition Groups | 1.2618 | 0 | 0 | 566.2177 | 0.0022285 | 37 | Residential_2029_SC B_MW_After Competition Groups_37 | Heat Recovery Ventilator | 0.2229% | 0 | 1.2618 | Residential_2029_SC B_MW_After Competition Groups_Heat Recovery Ventilator
Residential | Res ¦ Duct Insulation MF | 2029 | SC B | MW | After Competition Groups | 1.1873 | 0 | 0 | 566.2177 | 0.0020968 | 38 | Residential_2029_SC B_MW_After Competition Groups_38 | Duct Insulation MF | 0.2097% | 0 | 1.1873 | Residential_2029_SC B_MW_After Competition Groups_Duct Insulation MF
Residential | Res ¦ Water Heater Temperature Setback | 2029 | SC B | MW | After Competition Groups | 0.96406 | 0 | 0 | 566.2177 | 0.0017026 | 39 | Residential_2029_SC B_MW_After Competition Groups_39 | Water Heater Temperature Setback | 0.1703% | 0 | 0.96406 | Residential_2029_SC B_MW_After Competition Groups_Water Heater Temperature Setback
Residential | Res ¦ Condensing Make Up Air Unit | 2029 | SC B | MW | After Competition Groups | 0.85875 | 0 | 0 | 566.2177 | 0.0015166 | 40 | Residential_2029_SC B_MW_After Competition Groups_40 | Condensing Make Up Air Unit | 0.1517% | 0 | 0.85875 | Residential_2029_SC B_MW_After Competition Groups_Condensing Make Up Air Unit
Residential | Res ¦ LED Parking Lot Fixture | 2029 | SC B | MW | After Competition Groups | 0.83737 | 0 | 0 | 566.2177 | 0.0014789 | 41 | Residential_2029_SC B_MW_After Competition Groups_41 | LED Parking Lot Fixture | 0.1479% | 0 | 0.83737 | Residential_2029_SC B_MW_After Competition Groups_LED Parking Lot Fixture
Residential | Res ¦ Tankless Water Heater | 2029 | SC B | MW | After Competition Groups | 0.69497 | 0 | 0 | 566.2177 | 0.0012274 | 42 | Residential_2029_SC B_MW_After Competition Groups_42 | Tankless Water Heater | 0.1227% | 0 | 0.69497 | Residential_2029_SC B_MW_After Competition Groups_Tankless Water Heater
Residential | Res ¦ VFD on Pumps | 2029 | SC B | MW | After Competition Groups | 0.46873 | 0 | 0 | 566.2177 | 0.00082783 | 43 | Residential_2029_SC B_MW_After Competition Groups_43 | VFD on Pumps | 0.08278% | 0 | 0.46873 | Residential_2029_SC B_MW_After Competition Groups_VFD on Pumps
Residential | Res ¦ ENERGY STAR LED Lamps (General Service Lamps) | 2029 | SC B | MW | After Competition Groups | 0.41898 | 0 | 0 | 566.2177 | 0.00073997 | 44 | Residential_2029_SC B_MW_After Competition Groups_44 | ENERGY STAR LED Lamps (General Service Lamps) | 0.074% | 0 | 0.41898 | Residential_2029_SC B_MW_After Competition Groups_ENERGY STAR LED Lamps (General Service Lamps)
Residential | Res ¦ LED Exterior Area Lights - LED Fixture (200W) | 2029 | SC B | MW | After Competition Groups | 0.3758 | 0 | 0 | 566.2177 | 0.0006637 | 45 | Residential_2029_SC B_MW_After Competition Groups_45 | LED Exterior Area Lights - LED Fixture (200W) | 0.06637% | 0 | 0.3758 | Residential_2029_SC B_MW_After Competition Groups_LED Exterior Area Lights - LED Fixture (200W)
Residential | Res ¦ ECM MOTORS FOR HVAC APPLICATION (FAN-POWERED VAV BOX) | 2029 | SC B | MW | After Competition Groups | 0.25113 | 0 | 0 | 566.2177 | 0.00044353 | 46 | Residential_2029_SC B_MW_After Competition Groups_46 | ECM MOTORS FOR HVAC APPLICATION (FAN-POWERED VAV BOX) | 0.04435% | 0 | 0.25113 | Residential_2029_SC B_MW_After Competition Groups_ECM MOTORS FOR HVAC APPLICATION (FAN-POWERED VAV BOX)
Residential | Res ¦ Beverage Vending Machine Controls | 2029 | SC B | MW | After Competition Groups | 0.16485 | 0 | 0 | 566.2177 | 0.00029115 | 47 | Residential_2029_SC B_MW_After Competition Groups_47 | Beverage Vending Machine Controls | 0.02911% | 0 | 0.16485 | Residential_2029_SC B_MW_After Competition Groups_Beverage Vending Machine Controls
Residential | Res ¦ Chilled Water Optimization | 2029 | SC B | MW | After Competition Groups | 0.12364 | 0 | 0 | 566.2177 | 0.00021836 | 48 | Residential_2029_SC B_MW_After Competition Groups_48 | Chilled Water Optimization | 0.02184% | 0 | 0.12364 | Residential_2029_SC B_MW_After Competition Groups_Chilled Water Optimization
Residential | Res ¦ Wall Insulation | 2029 | SC B | MW | After Competition Groups | 0.044249 | 0 | 0 | 566.2177 | 7.8148e-05 | 49 | Residential_2029_SC B_MW_After Competition Groups_49 | Wall Insulation | 0.007815% | 0 | 0.044249 | Residential_2029_SC B_MW_After Competition Groups_Wall Insulation
Residential | Res ¦ LED High Bay Fixture | 2029 | SC B | MW | After Competition Groups | 0.022493 | 0 | 0 | 566.2177 | 3.9725e-05 | 50 | Residential_2029_SC B_MW_After Competition Groups_50 | LED High Bay Fixture | 0.003973% | 0 | 0.022493 | Residential_2029_SC B_MW_After Competition Groups_LED High Bay Fixture
Residential | Res ¦ Wall Insulation MF | 2029 | SC B | MW | After Competition Groups | 0.0026839 | 0 | 0 | 566.2177 | 4.74e-06 | 51 | Residential_2029_SC B_MW_After Competition Groups_51 | Wall Insulation MF | 0.000474% | 0 | 0.0026839 | Residential_2029_SC B_MW_After Competition Groups_Wall Insulation MF
Residential | Res ¦ LED Downlight | 2029 | SC B | MW | After Competition Groups | 0 | 0 | 0 | 566.2177 | 0 | 52 | Residential_2029_SC B_MW_After Competition Groups_52 | LED Downlight | 0% | 0 | 0 | Residential_2029_SC B_MW_After Competition Groups_LED Downlight
Residential | Res ¦ Smart Burners | 2029 | SC B | MW | After Competition Groups | 0 | 0 | 0 | 566.2177 | 0 | 53 | Residential_2029_SC B_MW_After Competition Groups_53 | Smart Burners | 0% | 0 | 0 | Residential_2029_SC B_MW_After Competition Groups_Smart Burners
Residential | Res ¦ Smart Power Bar | 2029 | SC B | MW | After Competition Groups | 0 | 0 | 0 | 566.2177 | 0 | 54 | Residential_2029_SC B_MW_After Competition Groups_54 | Smart Power Bar | 0% | 0 | 0 | Residential_2029_SC B_MW_After Competition Groups_Smart Power Bar
Residential | Res ¦ Ductless Mini-Split Heat Pump | 2029 | SC C | MW | After Competition Groups | 62.382 | 0 | 0 | 393.8293 | 0.1584 | 1 | Residential_2029_SC C_MW_After Competition Groups_1 | Ductless Mini-Split Heat Pump | 15.84% | 0 | 62.382 | Residential_2029_SC C_MW_After Competition Groups_Ductless Mini-Split Heat Pump
Residential | Res ¦ Energy Star Clothes Washer | 2029 | SC C | MW | After Competition Groups | 49.7483 | 0 | 0 | 393.8293 | 0.12632 | 2 | Residential_2029_SC C_MW_After Competition Groups_2 | Energy Star Clothes Washer | 12.63% | 0 | 49.7483 | Residential_2029_SC C_MW_After Competition Groups_Energy Star Clothes Washer
Residential | Res ¦ Building Recommissioning, Operations and Maintenance (O&M) Improvements | 2029 | SC C | MW | After Competition Groups | 37.7952 | 0 | 0 | 393.8293 | 0.095968 | 3 | Residential_2029_SC C_MW_After Competition Groups_3 | Building Recommissioning, Operations and Maintenance (O&M) Improvements | 9.597% | 0 | 37.7952 | Residential_2029_SC C_MW_After Competition Groups_Building Recommissioning, Operations and Maintenance (O&M) Improvements
Residential | Res ¦ Adaptive Thermostat | 2029 | SC C | MW | After Competition Groups | 37.3724 | 0 | 0 | 393.8293 | 0.094895 | 4 | Residential_2029_SC C_MW_After Competition Groups_4 | Adaptive Thermostat | 9.489% | 0 | 37.3724 | Residential_2029_SC C_MW_After Competition Groups_Adaptive Thermostat
Residential | Res ¦ Variable Speed Pool Pump Motor | 2029 | SC C | MW | After Competition Groups | 26.9967 | 0 | 0 | 393.8293 | 0.068549 | 5 | Residential_2029_SC C_MW_After Competition Groups_5 | Variable Speed Pool Pump Motor | 6.855% | 0 | 26.9967 | Residential_2029_SC C_MW_After Competition Groups_Variable Speed Pool Pump Motor
Residential | Res ¦ Energy Star LED Specialty Bulbs | 2029 | SC C | MW | After Competition Groups | 26.9921 | 0 | 0 | 393.8293 | 0.068538 | 6 | Residential_2029_SC C_MW_After Competition Groups_6 | Energy Star LED Specialty Bulbs | 6.854% | 0 | 26.9921 | Residential_2029_SC C_MW_After Competition Groups_Energy Star LED Specialty Bulbs
Residential | Res ¦ Energy Star Room Air Conditioner | 2029 | SC C | MW | After Competition Groups | 16.4436 | 0 | 0 | 393.8293 | 0.041753 | 7 | Residential_2029_SC C_MW_After Competition Groups_7 | Energy Star Room Air Conditioner | 4.175% | 0 | 16.4436 | Residential_2029_SC C_MW_After Competition Groups_Energy Star Room Air Conditioner
Residential | Res ¦ Basement Wall Insulation | 2029 | SC C | MW | After Competition Groups | 15.2385 | 0 | 0 | 393.8293 | 0.038693 | 8 | Residential_2029_SC C_MW_After Competition Groups_8 | Basement Wall Insulation | 3.869% | 0 | 15.2385 | Residential_2029_SC C_MW_After Competition Groups_Basement Wall Insulation
Residential | Res ¦ Energy Star Air Source Heat Pump | 2029 | SC C | MW | After Competition Groups | 14.1654 | 0 | 0 | 393.8293 | 0.035968 | 9 | Residential_2029_SC C_MW_After Competition Groups_9 | Energy Star Air Source Heat Pump | 3.597% | 0 | 14.1654 | Residential_2029_SC C_MW_After Competition Groups_Energy Star Air Source Heat Pump
Residential | Res ¦ Attic Insulation | 2029 | SC C | MW | After Competition Groups | 11.4797 | 0 | 0 | 393.8293 | 0.029149 | 10 | Residential_2029_SC C_MW_After Competition Groups_10 | Attic Insulation | 2.915% | 0 | 11.4797 | Residential_2029_SC C_MW_After Competition Groups_Attic Insulation
Residential | Res ¦ Energy Star A Line, PAR, MR Lamps | 2029 | SC C | MW | After Competition Groups | 11.2909 | 0 | 0 | 393.8293 | 0.02867 | 11 | Residential_2029_SC C_MW_After Competition Groups_11 | Energy Star A Line, PAR, MR Lamps | 2.867% | 0 | 11.2909 | Residential_2029_SC C_MW_After Competition Groups_Energy Star A Line, PAR, MR Lamps
Residential | Res ¦ Energy Star Clothes Dryer | 2029 | SC C | MW | After Competition Groups | 10.8192 | 0 | 0 | 393.8293 | 0.027472 | 12 | Residential_2029_SC C_MW_After Competition Groups_12 | Energy Star Clothes Dryer | 2.747% | 0 | 10.8192 | Residential_2029_SC C_MW_After Competition Groups_Energy Star Clothes Dryer
Residential | Res ¦ Energy Star LED Bulbs General Purpose LEDs | 2029 | SC C | MW | After Competition Groups | 7.5644 | 0 | 0 | 393.8293 | 0.019207 | 13 | Residential_2029_SC C_MW_After Competition Groups_13 | Energy Star LED Bulbs General Purpose LEDs | 1.921% | 0 | 7.5644 | Residential_2029_SC C_MW_After Competition Groups_Energy Star LED Bulbs General Purpose LEDs
Residential | Res ¦ High Efficiency Chiller (avg of water and air cooled) | 2029 | SC C | MW | After Competition Groups | 7.3087 | 0 | 0 | 393.8293 | 0.018558 | 14 | Residential_2029_SC C_MW_After Competition Groups_14 | High Efficiency Chiller (avg of water and air cooled) | 1.856% | 0 | 7.3087 | Residential_2029_SC C_MW_After Competition Groups_High Efficiency Chiller (avg of water and air cooled)
Residential | Res ¦ Advanced BAS/Controllers | 2029 | SC C | MW | After Competition Groups | 5.5318 | 0 | 0 | 393.8293 | 0.014046 | 15 | Residential_2029_SC C_MW_After Competition Groups_15 | Advanced BAS/Controllers | 1.405% | 0 | 5.5318 | Residential_2029_SC C_MW_After Competition Groups_Advanced BAS/Controllers
Residential | Res ¦ Energy Star Torchiere | 2029 | SC C | MW | After Competition Groups | 5.013 | 0 | 0 | 393.8293 | 0.012729 | 16 | Residential_2029_SC C_MW_After Competition Groups_16 | Energy Star Torchiere | 1.273% | 0 | 5.013 | Residential_2029_SC C_MW_After Competition Groups_Energy Star Torchiere
Residential | Res ¦ Occupancy Sensors MF | 2029 | SC C | MW | After Competition Groups | 4.8098 | 0 | 0 | 393.8293 | 0.012213 | 17 | Residential_2029_SC C_MW_After Competition Groups_17 | Occupancy Sensors MF | 1.221% | 0 | 4.8098 | Residential_2029_SC C_MW_After Competition Groups_Occupancy Sensors MF
Residential | Res ¦ Home Energy Reports | 2029 | SC C | MW | After Competition Groups | 4.804 | 0 | 0 | 393.8293 | 0.012198 | 18 | Residential_2029_SC C_MW_After Competition Groups_18 | Home Energy Reports | 1.22% | 0 | 4.804 | Residential_2029_SC C_MW_After Competition Groups_Home Energy Reports
Residential | Res ¦ Refrigerator Recycling | 2029 | SC C | MW | After Competition Groups | 4.3381 | 0 | 0 | 393.8293 | 0.011015 | 19 | Residential_2029_SC C_MW_After Competition Groups_19 | Refrigerator Recycling | 1.102% | 0 | 4.3381 | Residential_2029_SC C_MW_After Competition Groups_Refrigerator Recycling
Residential | Res ¦ Energy Star Freezer | 2029 | SC C | MW | After Competition Groups | 3.6875 | 0 | 0 | 393.8293 | 0.0093631 | 20 | Residential_2029_SC C_MW_After Competition Groups_20 | Energy Star Freezer | 0.9363% | 0 | 3.6875 | Residential_2029_SC C_MW_After Competition Groups_Energy Star Freezer
Residential | Res ¦ LED Tube Re-Lamp | 2029 | SC C | MW | After Competition Groups | 3.0467 | 0 | 0 | 393.8293 | 0.007736 | 21 | Residential_2029_SC C_MW_After Competition Groups_21 | LED Tube Re-Lamp | 0.7736% | 0 | 3.0467 | Residential_2029_SC C_MW_After Competition Groups_LED Tube Re-Lamp
Residential | Res ¦ Air Sealing | 2029 | SC C | MW | After Competition Groups | 2.9602 | 0 | 0 | 393.8293 | 0.0075165 | 22 | Residential_2029_SC C_MW_After Competition Groups_22 | Air Sealing | 0.7517% | 0 | 2.9602 | Residential_2029_SC C_MW_After Competition Groups_Air Sealing
Residential | Res ¦ Energy Star Light Fixture | 2029 | SC C | MW | After Competition Groups | 2.6465 | 0 | 0 | 393.8293 | 0.0067198 | 23 | Residential_2029_SC C_MW_After Competition Groups_23 | Energy Star Light Fixture | 0.672% | 0 | 2.6465 | Residential_2029_SC C_MW_After Competition Groups_Energy Star Light Fixture
Residential | Res ¦ Energy Star Dehumidifier | 2029 | SC C | MW | After Competition Groups | 2.4909 | 0 | 0 | 393.8293 | 0.0063248 | 24 | Residential_2029_SC C_MW_After Competition Groups_24 | Energy Star Dehumidifier | 0.6325% | 0 | 2.4909 | Residential_2029_SC C_MW_After Competition Groups_Energy Star Dehumidifier
Residential | Res ¦ Floor Insulation | 2029 | SC C | MW | After Competition Groups | 2.4113 | 0 | 0 | 393.8293 | 0.0061226 | 25 | Residential_2029_SC C_MW_After Competition Groups_25 | Floor Insulation | 0.6123% | 0 | 2.4113 | Residential_2029_SC C_MW_After Competition Groups_Floor Insulation
Residential | Res ¦ Minimize Hot and Warm Clothes Wash | 2029 | SC C | MW | After Competition Groups | 2.2366 | 0 | 0 | 393.8293 | 0.0056792 | 26 | Residential_2029_SC C_MW_After Competition Groups_26 | Minimize Hot and Warm Clothes Wash | 0.5679% | 0 | 2.2366 | Residential_2029_SC C_MW_After Competition Groups_Minimize Hot and Warm Clothes Wash
Residential | Res ¦ Outside Air Economizer | 2029 | SC C | MW | After Competition Groups | 1.9159 | 0 | 0 | 393.8293 | 0.0048647 | 27 | Residential_2029_SC C_MW_After Competition Groups_27 | Outside Air Economizer | 0.4865% | 0 | 1.9159 | Residential_2029_SC C_MW_After Competition Groups_Outside Air Economizer
Residential | Res ¦ ENERGY STAR LED LAMPS (REFLECTOR LAMPs/MR16/PAR 16) | 2029 | SC C | MW | After Competition Groups | 1.8695 | 0 | 0 | 393.8293 | 0.0047469 | 28 | Residential_2029_SC C_MW_After Competition Groups_28 | ENERGY STAR LED LAMPS (REFLECTOR LAMPs/MR16/PAR 16) | 0.4747% | 0 | 1.8695 | Residential_2029_SC C_MW_After Competition Groups_ENERGY STAR LED LAMPS (REFLECTOR LAMPs/MR16/PAR 16)
Residential | Res ¦ Duct Insulation MF | 2029 | SC C | MW | After Competition Groups | 1.0868 | 0 | 0 | 393.8293 | 0.0027596 | 29 | Residential_2029_SC C_MW_After Competition Groups_29 | Duct Insulation MF | 0.276% | 0 | 1.0868 | Residential_2029_SC C_MW_After Competition Groups_Duct Insulation MF
Residential | Res ¦ Demand Control Ventilation | 2029 | SC C | MW | After Competition Groups | 0.97219 | 0 | 0 | 393.8293 | 0.0024686 | 30 | Residential_2029_SC C_MW_After Competition Groups_30 | Demand Control Ventilation | 0.2469% | 0 | 0.97219 | Residential_2029_SC C_MW_After Competition Groups_Demand Control Ventilation
Residential | Res ¦ Furnace Whistle | 2029 | SC C | MW | After Competition Groups | 0.93423 | 0 | 0 | 393.8293 | 0.0023722 | 31 | Residential_2029_SC C_MW_After Competition Groups_31 | Furnace Whistle | 0.2372% | 0 | 0.93423 | Residential_2029_SC C_MW_After Competition Groups_Furnace Whistle
Residential | Res ¦ Duct Insulation | 2029 | SC C | MW | After Competition Groups | 0.84039 | 0 | 0 | 393.8293 | 0.0021339 | 32 | Residential_2029_SC C_MW_After Competition Groups_32 | Duct Insulation | 0.2134% | 0 | 0.84039 | Residential_2029_SC C_MW_After Competition Groups_Duct Insulation
Residential | Res ¦ CO Sensors for parking garage exhaust fans | 2029 | SC C | MW | After Competition Groups | 0.82498 | 0 | 0 | 393.8293 | 0.0020948 | 33 | Residential_2029_SC C_MW_After Competition Groups_33 | CO Sensors for parking garage exhaust fans | 0.2095% | 0 | 0.82498 | Residential_2029_SC C_MW_After Competition Groups_CO Sensors for parking garage exhaust fans
Residential | Res ¦ Comprehensive Draft Proofing | 2029 | SC C | MW | After Competition Groups | 0.79386 | 0 | 0 | 393.8293 | 0.0020157 | 34 | Residential_2029_SC C_MW_After Competition Groups_34 | Comprehensive Draft Proofing | 0.2016% | 0 | 0.79386 | Residential_2029_SC C_MW_After Competition Groups_Comprehensive Draft Proofing
Residential | Res ¦ Variable Frequency Drive (VFD) | 2029 | SC C | MW | After Competition Groups | 0.76999 | 0 | 0 | 393.8293 | 0.0019551 | 35 | Residential_2029_SC C_MW_After Competition Groups_35 | Variable Frequency Drive (VFD) | 0.1955% | 0 | 0.76999 | Residential_2029_SC C_MW_After Competition Groups_Variable Frequency Drive (VFD)
Residential | Res ¦ LED Parking Lot Fixture | 2029 | SC C | MW | After Competition Groups | 0.76178 | 0 | 0 | 393.8293 | 0.0019343 | 36 | Residential_2029_SC C_MW_After Competition Groups_36 | LED Parking Lot Fixture | 0.1934% | 0 | 0.76178 | Residential_2029_SC C_MW_After Competition Groups_LED Parking Lot Fixture
Residential | Res ¦ Condensing Make Up Air Unit | 2029 | SC C | MW | After Competition Groups | 0.60928 | 0 | 0 | 393.8293 | 0.0015471 | 37 | Residential_2029_SC C_MW_After Competition Groups_37 | Condensing Make Up Air Unit | 0.1547% | 0 | 0.60928 | Residential_2029_SC C_MW_After Competition Groups_Condensing Make Up Air Unit
Residential | Res ¦ Water Heater Temperature Setback | 2029 | SC C | MW | After Competition Groups | 0.48698 | 0 | 0 | 393.8293 | 0.0012365 | 38 | Residential_2029_SC C_MW_After Competition Groups_38 | Water Heater Temperature Setback | 0.1237% | 0 | 0.48698 | Residential_2029_SC C_MW_After Competition Groups_Water Heater Temperature Setback
Residential | Res ¦ ENERGY STAR LED Lamps (General Service Lamps) | 2029 | SC C | MW | After Competition Groups | 0.41898 | 0 | 0 | 393.8293 | 0.0010639 | 39 | Residential_2029_SC C_MW_After Competition Groups_39 | ENERGY STAR LED Lamps (General Service Lamps) | 0.1064% | 0 | 0.41898 | Residential_2029_SC C_MW_After Competition Groups_ENERGY STAR LED Lamps (General Service Lamps)
Residential | Res ¦ Tankless Water Heater | 2029 | SC C | MW | After Competition Groups | 0.41273 | 0 | 0 | 393.8293 | 0.001048 | 40 | Residential_2029_SC C_MW_After Competition Groups_40 | Tankless Water Heater | 0.1048% | 0 | 0.41273 | Residential_2029_SC C_MW_After Competition Groups_Tankless Water Heater
Residential | Res ¦ LED Exterior Area Lights - LED Fixture (200W) | 2029 | SC C | MW | After Competition Groups | 0.3758 | 0 | 0 | 393.8293 | 0.00095422 | 41 | Residential_2029_SC C_MW_After Competition Groups_41 | LED Exterior Area Lights - LED Fixture (200W) | 0.09542% | 0 | 0.3758 | Residential_2029_SC C_MW_After Competition Groups_LED Exterior Area Lights - LED Fixture (200W)
Residential | Res ¦ Clothes Drying Racks | 2029 | SC C | MW | After Competition Groups | 0.35019 | 0 | 0 | 393.8293 | 0.0008892 | 42 | Residential_2029_SC C_MW_After Competition Groups_42 | Clothes Drying Racks | 0.08892% | 0 | 0.35019 | Residential_2029_SC C_MW_After Competition Groups_Clothes Drying Racks
Residential | Res ¦ Heat Recovery Ventilator | 2029 | SC C | MW | After Competition Groups | 0.26738 | 0 | 0 | 393.8293 | 0.00067893 | 43 | Residential_2029_SC C_MW_After Competition Groups_43 | Heat Recovery Ventilator | 0.06789% | 0 | 0.26738 | Residential_2029_SC C_MW_After Competition Groups_Heat Recovery Ventilator
Residential | Res ¦ VFD on Pumps | 2029 | SC C | MW | After Competition Groups | 0.23678 | 0 | 0 | 393.8293 | 0.00060122 | 44 | Residential_2029_SC C_MW_After Competition Groups_44 | VFD on Pumps | 0.06012% | 0 | 0.23678 | Residential_2029_SC C_MW_After Competition Groups_VFD on Pumps
Residential | Res ¦ ECM MOTORS FOR HVAC APPLICATION (FAN-POWERED VAV BOX) | 2029 | SC C | MW | After Competition Groups | 0.12966 | 0 | 0 | 393.8293 | 0.00032922 | 45 | Residential_2029_SC C_MW_After Competition Groups_45 | ECM MOTORS FOR HVAC APPLICATION (FAN-POWERED VAV BOX) | 0.03292% | 0 | 0.12966 | Residential_2029_SC C_MW_After Competition Groups_ECM MOTORS FOR HVAC APPLICATION (FAN-POWERED VAV BOX)
Residential | Res ¦ Chilled Water Optimization | 2029 | SC C | MW | After Competition Groups | 0.089227 | 0 | 0 | 393.8293 | 0.00022656 | 46 | Residential_2029_SC C_MW_After Competition Groups_46 | Chilled Water Optimization | 0.02266% | 0 | 0.089227 | Residential_2029_SC C_MW_After Competition Groups_Chilled Water Optimization
Residential | Res ¦ Beverage Vending Machine Controls | 2029 | SC C | MW | After Competition Groups | 0.080937 | 0 | 0 | 393.8293 | 0.00020551 | 47 | Residential_2029_SC C_MW_After Competition Groups_47 | Beverage Vending Machine Controls | 0.02055% | 0 | 0.080937 | Residential_2029_SC C_MW_After Competition Groups_Beverage Vending Machine Controls
Residential | Res ¦ LED High Bay Fixture | 2029 | SC C | MW | After Competition Groups | 0.022493 | 0 | 0 | 393.8293 | 5.7114e-05 | 48 | Residential_2029_SC C_MW_After Competition Groups_48 | LED High Bay Fixture | 0.005711% | 0 | 0.022493 | Residential_2029_SC C_MW_After Competition Groups_LED High Bay Fixture
Residential | Res ¦ Wall Insulation | 2029 | SC C | MW | After Competition Groups | 0.0029065 | 0 | 0 | 393.8293 | 7.3802e-06 | 49 | Residential_2029_SC C_MW_After Competition Groups_49 | Wall Insulation | 0.000738% | 0 | 0.0029065 | Residential_2029_SC C_MW_After Competition Groups_Wall Insulation
Residential | Res ¦ Wall Insulation MF | 2029 | SC C | MW | After Competition Groups | 0.0026841 | 0 | 0 | 393.8293 | 6.8153e-06 | 50 | Residential_2029_SC C_MW_After Competition Groups_50 | Wall Insulation MF | 0.0006815% | 0 | 0.0026841 | Residential_2029_SC C_MW_After Competition Groups_Wall Insulation MF
Residential | Res ¦ Freezer Recycling | 2029 | SC C | MW | After Competition Groups | 0.00028899 | 0 | 0 | 393.8293 | 7.3379e-07 | 51 | Residential_2029_SC C_MW_After Competition Groups_51 | Freezer Recycling | 7.338e-05% | 0 | 0.00028899 | Residential_2029_SC C_MW_After Competition Groups_Freezer Recycling
Residential | Res ¦ LED Downlight | 2029 | SC C | MW | After Competition Groups | 0 | 0 | 0 | 393.8293 | 0 | 52 | Residential_2029_SC C_MW_After Competition Groups_52 | LED Downlight | 0% | 0 | 0 | Residential_2029_SC C_MW_After Competition Groups_LED Downlight
Residential | Res ¦ Smart Burners | 2029 | SC C | MW | After Competition Groups | 0 | 0 | 0 | 393.8293 | 0 | 53 | Residential_2029_SC C_MW_After Competition Groups_53 | Smart Burners | 0% | 0 | 0 | Residential_2029_SC C_MW_After Competition Groups_Smart Burners
Residential | Res ¦ Smart Power Bar | 2029 | SC C | MW | After Competition Groups | 0 | 0 | 0 | 393.8293 | 0 | 54 | Residential_2029_SC C_MW_After Competition Groups_54 | Smart Power Bar | 0% | 0 | 0 | Residential_2029_SC C_MW_After Competition Groups_Smart Power Bar
Residential | Res ¦ Ductless Mini-Split Heat Pump | 2029 | SC D | MW | After Competition Groups | 62.3836 | 4576157.9886 | 4.5762 | 326.6283 | 0.19099 | 1 | Residential_2029_SC D_MW_After Competition Groups_1 | Ductless Mini-Split Heat Pump | 19.1% | 4.5762 | 62.3836 | Residential_2029_SC D_MW_After Competition Groups_Ductless Mini-Split Heat Pump
Residential | Res ¦ Building Recommissioning, Operations and Maintenance (O&M) Improvements | 2029 | SC D | MW | After Competition Groups | 37.7952 | 889945.5194 | 0.88995 | 326.6283 | 0.11571 | 2 | Residential_2029_SC D_MW_After Competition Groups_2 | Building Recommissioning, Operations and Maintenance (O&M) Improvements | 11.57% | 0.88995 | 37.7952 | Residential_2029_SC D_MW_After Competition Groups_Building Recommissioning, Operations and Maintenance (O&M) Improvements
Residential | Res ¦ Energy Star Clothes Washer | 2029 | SC D | MW | After Competition Groups | 32.282 | 3970167.0201 | 3.9702 | 326.6283 | 0.098834 | 3 | Residential_2029_SC D_MW_After Competition Groups_3 | Energy Star Clothes Washer | 9.883% | 3.9702 | 32.282 | Residential_2029_SC D_MW_After Competition Groups_Energy Star Clothes Washer
Residential | Res ¦ Adaptive Thermostat | 2029 | SC D | MW | After Competition Groups | 22.3437 | 3595548.5947 | 3.5955 | 326.6283 | 0.068407 | 4 | Residential_2029_SC D_MW_After Competition Groups_4 | Adaptive Thermostat | 6.841% | 3.5955 | 22.3437 | Residential_2029_SC D_MW_After Competition Groups_Adaptive Thermostat
Residential | Res ¦ Energy Star LED Bulbs General Purpose LEDs | 2029 | SC D | MW | After Competition Groups | 17.9004 | 0 | 0 | 326.6283 | 0.054804 | 5 | Residential_2029_SC D_MW_After Competition Groups_5 | Energy Star LED Bulbs General Purpose LEDs | 5.48% | 0 | 17.9004 | Residential_2029_SC D_MW_After Competition Groups_Energy Star LED Bulbs General Purpose LEDs
Residential | Res ¦ Energy Star LED Specialty Bulbs | 2029 | SC D | MW | After Competition Groups | 17.3711 | 39027.3185 | 0.039027 | 326.6283 | 0.053183 | 6 | Residential_2029_SC D_MW_After Competition Groups_6 | Energy Star LED Specialty Bulbs | 5.318% | 0.039027 | 17.3711 | Residential_2029_SC D_MW_After Competition Groups_Energy Star LED Specialty Bulbs
Residential | Res ¦ Variable Speed Pool Pump Motor | 2029 | SC D | MW | After Competition Groups | 17.1415 | 2367108.3178 | 2.3671 | 326.6283 | 0.05248 | 7 | Residential_2029_SC D_MW_After Competition Groups_7 | Variable Speed Pool Pump Motor | 5.248% | 2.3671 | 17.1415 | Residential_2029_SC D_MW_After Competition Groups_Variable Speed Pool Pump Motor
Residential | Res ¦ Energy Star Room Air Conditioner | 2029 | SC D | MW | After Competition Groups | 16.3685 | 1878921.626 | 1.8789 | 326.6283 | 0.050114 | 8 | Residential_2029_SC D_MW_After Competition Groups_8 | Energy Star Room Air Conditioner | 5.011% | 1.8789 | 16.3685 | Residential_2029_SC D_MW_After Competition Groups_Energy Star Room Air Conditioner
Residential | Res ¦ Basement Wall Insulation | 2029 | SC D | MW | After Competition Groups | 14.6533 | 2213273.7992 | 2.2133 | 326.6283 | 0.044862 | 9 | Residential_2029_SC D_MW_After Competition Groups_9 | Basement Wall Insulation | 4.486% | 2.2133 | 14.6533 | Residential_2029_SC D_MW_After Competition Groups_Basement Wall Insulation
Residential | Res ¦ Energy Star Air Source Heat Pump | 2029 | SC D | MW | After Competition Groups | 14.1654 | 2220216.2741 | 2.2202 | 326.6283 | 0.043369 | 10 | Residential_2029_SC D_MW_After Competition Groups_10 | Energy Star Air Source Heat Pump | 4.337% | 2.2202 | 14.1654 | Residential_2029_SC D_MW_After Competition Groups_Energy Star Air Source Heat Pump
Residential | Res ¦ Energy Star A Line, PAR, MR Lamps | 2029 | SC D | MW | After Competition Groups | 11.3145 | 19838.9758 | 0.019839 | 326.6283 | 0.03464 | 11 | Residential_2029_SC D_MW_After Competition Groups_11 | Energy Star A Line, PAR, MR Lamps | 3.464% | 0.019839 | 11.3145 | Residential_2029_SC D_MW_After Competition Groups_Energy Star A Line, PAR, MR Lamps
Residential | Res ¦ High Efficiency Chiller (avg of water and air cooled) | 2029 | SC D | MW | After Competition Groups | 7.3087 | 172895.7364 | 0.1729 | 326.6283 | 0.022376 | 12 | Residential_2029_SC D_MW_After Competition Groups_12 | High Efficiency Chiller (avg of water and air cooled) | 2.238% | 0.1729 | 7.3087 | Residential_2029_SC D_MW_After Competition Groups_High Efficiency Chiller (avg of water and air cooled)
Residential | Res ¦ Attic Insulation | 2029 | SC D | MW | After Competition Groups | 6.254 | 1508303.5831 | 1.5083 | 326.6283 | 0.019147 | 13 | Residential_2029_SC D_MW_After Competition Groups_13 | Attic Insulation | 1.915% | 1.5083 | 6.254 | Residential_2029_SC D_MW_After Competition Groups_Attic Insulation
Residential | Res ¦ Energy Star Clothes Dryer | 2029 | SC D | MW | After Competition Groups | 5.6101 | 967427.9872 | 0.96743 | 326.6283 | 0.017176 | 14 | Residential_2029_SC D_MW_After Competition Groups_14 | Energy Star Clothes Dryer | 1.718% | 0.96743 | 5.6101 | Residential_2029_SC D_MW_After Competition Groups_Energy Star Clothes Dryer
Residential | Res ¦ Advanced BAS/Controllers | 2029 | SC D | MW | After Competition Groups | 5.5318 | 924770.2757 | 0.92477 | 326.6283 | 0.016936 | 15 | Residential_2029_SC D_MW_After Competition Groups_15 | Advanced BAS/Controllers | 1.694% | 0.92477 | 5.5318 | Residential_2029_SC D_MW_After Competition Groups_Advanced BAS/Controllers
Residential | Res ¦ Occupancy Sensors MF | 2029 | SC D | MW | After Competition Groups | 4.8098 | 23264.8098 | 0.023265 | 326.6283 | 0.014726 | 16 | Residential_2029_SC D_MW_After Competition Groups_16 | Occupancy Sensors MF | 1.473% | 0.023265 | 4.8098 | Residential_2029_SC D_MW_After Competition Groups_Occupancy Sensors MF
Residential | Res ¦ Home Energy Reports | 2029 | SC D | MW | After Competition Groups | 4.804 | 5399100.5013 | 5.3991 | 326.6283 | 0.014708 | 17 | Residential_2029_SC D_MW_After Competition Groups_17 | Home Energy Reports | 1.471% | 5.3991 | 4.804 | Residential_2029_SC D_MW_After Competition Groups_Home Energy Reports
Residential | Res ¦ Energy Star Torchiere | 2029 | SC D | MW | After Competition Groups | 4.4475 | 533936.4921 | 0.53394 | 326.6283 | 0.013616 | 18 | Residential_2029_SC D_MW_After Competition Groups_18 | Energy Star Torchiere | 1.362% | 0.53394 | 4.4475 | Residential_2029_SC D_MW_After Competition Groups_Energy Star Torchiere
Residential | Res ¦ LED Tube Re-Lamp | 2029 | SC D | MW | After Competition Groups | 3.0381 | 177905.4168 | 0.17791 | 326.6283 | 0.0093013 | 19 | Residential_2029_SC D_MW_After Competition Groups_19 | LED Tube Re-Lamp | 0.9301% | 0.17791 | 3.0381 | Residential_2029_SC D_MW_After Competition Groups_LED Tube Re-Lamp
Residential | Res ¦ Refrigerator Recycling | 2029 | SC D | MW | After Competition Groups | 2.563 | 449484.137 | 0.44948 | 326.6283 | 0.0078468 | 20 | Residential_2029_SC D_MW_After Competition Groups_20 | Refrigerator Recycling | 0.7847% | 0.44948 | 2.563 | Residential_2029_SC D_MW_After Competition Groups_Refrigerator Recycling
Residential | Res ¦ Minimize Hot and Warm Clothes Wash | 2029 | SC D | MW | After Competition Groups | 2.2366 | 0 | 0 | 326.6283 | 0.0068477 | 21 | Residential_2029_SC D_MW_After Competition Groups_21 | Minimize Hot and Warm Clothes Wash | 0.6848% | 0 | 2.2366 | Residential_2029_SC D_MW_After Competition Groups_Minimize Hot and Warm Clothes Wash
Residential | Res ¦ Energy Star Freezer | 2029 | SC D | MW | After Competition Groups | 1.9167 | 386811.6131 | 0.38681 | 326.6283 | 0.005868 | 22 | Residential_2029_SC D_MW_After Competition Groups_22 | Energy Star Freezer | 0.5868% | 0.38681 | 1.9167 | Residential_2029_SC D_MW_After Competition Groups_Energy Star Freezer
Residential | Res ¦ Outside Air Economizer | 2029 | SC D | MW | After Competition Groups | 1.9159 | 225316.7583 | 0.22532 | 326.6283 | 0.0058655 | 23 | Residential_2029_SC D_MW_After Competition Groups_23 | Outside Air Economizer | 0.5866% | 0.22532 | 1.9159 | Residential_2029_SC D_MW_After Competition Groups_Outside Air Economizer
Residential | Res ¦ ENERGY STAR LED LAMPS (REFLECTOR LAMPs/MR16/PAR 16) | 2029 | SC D | MW | After Competition Groups | 1.8695 | 54764.5226 | 0.054765 | 326.6283 | 0.0057236 | 24 | Residential_2029_SC D_MW_After Competition Groups_24 | ENERGY STAR LED LAMPS (REFLECTOR LAMPs/MR16/PAR 16) | 0.5724% | 0.054765 | 1.8695 | Residential_2029_SC D_MW_After Competition Groups_ENERGY STAR LED LAMPS (REFLECTOR LAMPs/MR16/PAR 16)
Residential | Res ¦ Energy Star Light Fixture | 2029 | SC D | MW | After Competition Groups | 1.5869 | 0 | 0 | 326.6283 | 0.0048584 | 25 | Residential_2029_SC D_MW_After Competition Groups_25 | Energy Star Light Fixture | 0.4858% | 0 | 1.5869 | Residential_2029_SC D_MW_After Competition Groups_Energy Star Light Fixture
Residential | Res ¦ Air Sealing | 2029 | SC D | MW | After Competition Groups | 1.154 | 0 | 0 | 326.6283 | 0.0035331 | 26 | Residential_2029_SC D_MW_After Competition Groups_26 | Air Sealing | 0.3533% | 0 | 1.154 | Residential_2029_SC D_MW_After Competition Groups_Air Sealing
Residential | Res ¦ Furnace Whistle | 2029 | SC D | MW | After Competition Groups | 0.93423 | 36977.4708 | 0.036977 | 326.6283 | 0.0028602 | 27 | Residential_2029_SC D_MW_After Competition Groups_27 | Furnace Whistle | 0.286% | 0.036977 | 0.93423 | Residential_2029_SC D_MW_After Competition Groups_Furnace Whistle
Residential | Res ¦ LED Parking Lot Fixture | 2029 | SC D | MW | After Competition Groups | 0.76178 | 0 | 0 | 326.6283 | 0.0023322 | 28 | Residential_2029_SC D_MW_After Competition Groups_28 | LED Parking Lot Fixture | 0.2332% | 0 | 0.76178 | Residential_2029_SC D_MW_After Competition Groups_LED Parking Lot Fixture
Residential | Res ¦ Energy Star Dehumidifier | 2029 | SC D | MW | After Competition Groups | 0.73843 | 220837.5153 | 0.22084 | 326.6283 | 0.0022608 | 29 | Residential_2029_SC D_MW_After Competition Groups_29 | Energy Star Dehumidifier | 0.2261% | 0.22084 | 0.73843 | Residential_2029_SC D_MW_After Competition Groups_Energy Star Dehumidifier
Residential | Res ¦ Comprehensive Draft Proofing | 2029 | SC D | MW | After Competition Groups | 0.70887 | 0 | 0 | 326.6283 | 0.0021703 | 30 | Residential_2029_SC D_MW_After Competition Groups_30 | Comprehensive Draft Proofing | 0.217% | 0 | 0.70887 | Residential_2029_SC D_MW_After Competition Groups_Comprehensive Draft Proofing
Residential | Res ¦ Variable Frequency Drive (VFD) | 2029 | SC D | MW | After Competition Groups | 0.56968 | 104078.8903 | 0.10408 | 326.6283 | 0.0017441 | 31 | Residential_2029_SC D_MW_After Competition Groups_31 | Variable Frequency Drive (VFD) | 0.1744% | 0.10408 | 0.56968 | Residential_2029_SC D_MW_After Competition Groups_Variable Frequency Drive (VFD)
Residential | Res ¦ CO Sensors for parking garage exhaust fans | 2029 | SC D | MW | After Competition Groups | 0.50709 | 100510.4624 | 0.10051 | 326.6283 | 0.0015525 | 32 | Residential_2029_SC D_MW_After Competition Groups_32 | CO Sensors for parking garage exhaust fans | 0.1553% | 0.10051 | 0.50709 | Residential_2029_SC D_MW_After Competition Groups_CO Sensors for parking garage exhaust fans
Residential | Res ¦ Water Heater Temperature Setback | 2029 | SC D | MW | After Competition Groups | 0.43658 | 15125.7404 | 0.015126 | 326.6283 | 0.0013366 | 33 | Residential_2029_SC D_MW_After Competition Groups_33 | Water Heater Temperature Setback | 0.1337% | 0.015126 | 0.43658 | Residential_2029_SC D_MW_After Competition Groups_Water Heater Temperature Setback
Residential | Res ¦ Floor Insulation | 2029 | SC D | MW | After Competition Groups | 0.43077 | 88771.7662 | 0.088772 | 326.6283 | 0.0013188 | 34 | Residential_2029_SC D_MW_After Competition Groups_34 | Floor Insulation | 0.1319% | 0.088772 | 0.43077 | Residential_2029_SC D_MW_After Competition Groups_Floor Insulation
Residential | Res ¦ ENERGY STAR LED Lamps (General Service Lamps) | 2029 | SC D | MW | After Competition Groups | 0.41898 | 16097.9931 | 0.016098 | 326.6283 | 0.0012828 | 35 | Residential_2029_SC D_MW_After Competition Groups_35 | ENERGY STAR LED Lamps (General Service Lamps) | 0.1283% | 0.016098 | 0.41898 | Residential_2029_SC D_MW_After Competition Groups_ENERGY STAR LED Lamps (General Service Lamps)
Residential | Res ¦ Demand Control Ventilation | 2029 | SC D | MW | After Competition Groups | 0.37387 | 0 | 0 | 326.6283 | 0.0011446 | 36 | Residential_2029_SC D_MW_After Competition Groups_36 | Demand Control Ventilation | 0.1145% | 0 | 0.37387 | Residential_2029_SC D_MW_After Competition Groups_Demand Control Ventilation
Residential | Res ¦ Clothes Drying Racks | 2029 | SC D | MW | After Competition Groups | 0.35019 | 0 | 0 | 326.6283 | 0.0010721 | 37 | Residential_2029_SC D_MW_After Competition Groups_37 | Clothes Drying Racks | 0.1072% | 0 | 0.35019 | Residential_2029_SC D_MW_After Competition Groups_Clothes Drying Racks
Residential | Res ¦ LED Exterior Area Lights - LED Fixture (200W) | 2029 | SC D | MW | After Competition Groups | 0.3339 | 0 | 0 | 326.6283 | 0.0010223 | 38 | Residential_2029_SC D_MW_After Competition Groups_38 | LED Exterior Area Lights - LED Fixture (200W) | 0.1022% | 0 | 0.3339 | Residential_2029_SC D_MW_After Competition Groups_LED Exterior Area Lights - LED Fixture (200W)
Residential | Res ¦ Duct Insulation | 2029 | SC D | MW | After Competition Groups | 0.22814 | 23794.9228 | 0.023795 | 326.6283 | 0.00069847 | 39 | Residential_2029_SC D_MW_After Competition Groups_39 | Duct Insulation | 0.06985% | 0.023795 | 0.22814 | Residential_2029_SC D_MW_After Competition Groups_Duct Insulation
Residential | Res ¦ Tankless Water Heater | 2029 | SC D | MW | After Competition Groups | 0.21562 | 93825.9214 | 0.093826 | 326.6283 | 0.00066015 | 40 | Residential_2029_SC D_MW_After Competition Groups_40 | Tankless Water Heater | 0.06601% | 0.093826 | 0.21562 | Residential_2029_SC D_MW_After Competition Groups_Tankless Water Heater
Residential | Res ¦ Condensing Make Up Air Unit | 2029 | SC D | MW | After Competition Groups | 0.20622 | 84696.8665 | 0.084697 | 326.6283 | 0.00063137 | 41 | Residential_2029_SC D_MW_After Competition Groups_41 | Condensing Make Up Air Unit | 0.06314% | 0.084697 | 0.20622 | Residential_2029_SC D_MW_After Competition Groups_Condensing Make Up Air Unit
Residential | Res ¦ VFD on Pumps | 2029 | SC D | MW | After Competition Groups | 0.16055 | 29499.5073 | 0.0295 | 326.6283 | 0.00049153 | 42 | Residential_2029_SC D_MW_After Competition Groups_42 | VFD on Pumps | 0.04915% | 0.0295 | 0.16055 | Residential_2029_SC D_MW_After Competition Groups_VFD on Pumps
Residential | Res ¦ Duct Insulation MF | 2029 | SC D | MW | After Competition Groups | 0.13409 | 24654.6976 | 0.024655 | 326.6283 | 0.00041051 | 43 | Residential_2029_SC D_MW_After Competition Groups_43 | Duct Insulation MF | 0.04105% | 0.024655 | 0.13409 | Residential_2029_SC D_MW_After Competition Groups_Duct Insulation MF
Residential | Res ¦ ECM MOTORS FOR HVAC APPLICATION (FAN-POWERED VAV BOX) | 2029 | SC D | MW | After Competition Groups | 0.098438 | 21703.7663 | 0.021704 | 326.6283 | 0.00030138 | 44 | Residential_2029_SC D_MW_After Competition Groups_44 | ECM MOTORS FOR HVAC APPLICATION (FAN-POWERED VAV BOX) | 0.03014% | 0.021704 | 0.098438 | Residential_2029_SC D_MW_After Competition Groups_ECM MOTORS FOR HVAC APPLICATION (FAN-POWERED VAV BOX)
Residential | Res ¦ Heat Recovery Ventilator | 2029 | SC D | MW | After Competition Groups | 0.09158 | 0 | 0 | 326.6283 | 0.00028038 | 45 | Residential_2029_SC D_MW_After Competition Groups_45 | Heat Recovery Ventilator | 0.02804% | 0 | 0.09158 | Residential_2029_SC D_MW_After Competition Groups_Heat Recovery Ventilator
Residential | Res ¦ Chilled Water Optimization | 2029 | SC D | MW | After Competition Groups | 0.089227 | 162.9653 | 0.00016297 | 326.6283 | 0.00027318 | 46 | Residential_2029_SC D_MW_After Competition Groups_46 | Chilled Water Optimization | 0.02732% | 0.00016297 | 0.089227 | Residential_2029_SC D_MW_After Competition Groups_Chilled Water Optimization
Residential | Res ¦ Beverage Vending Machine Controls | 2029 | SC D | MW | After Competition Groups | 0.063439 | 6274.777 | 0.0062748 | 326.6283 | 0.00019422 | 47 | Residential_2029_SC D_MW_After Competition Groups_47 | Beverage Vending Machine Controls | 0.01942% | 0.0062748 | 0.063439 | Residential_2029_SC D_MW_After Competition Groups_Beverage Vending Machine Controls
Residential | Res ¦ LED High Bay Fixture | 2029 | SC D | MW | After Competition Groups | 0.0074652 | 3511.7735 | 0.0035118 | 326.6283 | 2.2855e-05 | 48 | Residential_2029_SC D_MW_After Competition Groups_48 | LED High Bay Fixture | 0.002286% | 0.0035118 | 0.0074652 | Residential_2029_SC D_MW_After Competition Groups_LED High Bay Fixture
Residential | Res ¦ Wall Insulation MF | 2029 | SC D | MW | After Competition Groups | 0.0016952 | 0 | 0 | 326.6283 | 5.1899e-06 | 49 | Residential_2029_SC D_MW_After Competition Groups_49 | Wall Insulation MF | 0.000519% | 0 | 0.0016952 | Residential_2029_SC D_MW_After Competition Groups_Wall Insulation MF
Residential | Res ¦ Wall Insulation | 2029 | SC D | MW | After Competition Groups | 0.001408 | 0 | 0 | 326.6283 | 4.3108e-06 | 50 | Residential_2029_SC D_MW_After Competition Groups_50 | Wall Insulation | 0.0004311% | 0 | 0.001408 | Residential_2029_SC D_MW_After Competition Groups_Wall Insulation
Residential | Res ¦ Freezer Recycling | 2029 | SC D | MW | After Competition Groups | 0.00028899 | 0 | 0 | 326.6283 | 8.8476e-07 | 51 | Residential_2029_SC D_MW_After Competition Groups_51 | Freezer Recycling | 8.848e-05% | 0 | 0.00028899 | Residential_2029_SC D_MW_After Competition Groups_Freezer Recycling
Residential | Res ¦ LED Downlight | 2029 | SC D | MW | After Competition Groups | 0 | 0 | 0 | 326.6283 | 0 | 52 | Residential_2029_SC D_MW_After Competition Groups_52 | LED Downlight | 0% | 0 | 0 | Residential_2029_SC D_MW_After Competition Groups_LED Downlight
Residential | Res ¦ Smart Burners | 2029 | SC D | MW | After Competition Groups | 0 | 0 | 0 | 326.6283 | 0 | 53 | Residential_2029_SC D_MW_After Competition Groups_53 | Smart Burners | 0% | 0 | 0 | Residential_2029_SC D_MW_After Competition Groups_Smart Burners
Residential | Res ¦ Smart Power Bar | 2029 | SC D | MW | After Competition Groups | 0 | 0 | 0 | 326.6283 | 0 | 54 | Residential_2029_SC D_MW_After Competition Groups_54 | Smart Power Bar | 0% | 0 | 0 | Residential_2029_SC D_MW_After Competition Groups_Smart Power Bar
Residential | Res ¦ Energy Star Central Air Conditioner | 2029 | Technical | MW | After Competition Groups | 243.5881 | 0 | 0 | 2174.8508 | 0.112 | 1 | Residential_2029_Technical_MW_After Competition Groups_1 | Energy Star Central Air Conditioner | 11.2% | 0 | 243.5881 | Residential_2029_Technical_MW_After Competition Groups_Energy Star Central Air Conditioner
Residential | Res ¦ Adaptive Thermostat | 2029 | Technical | MW | After Competition Groups | 195.7998 | 0 | 0 | 2174.8508 | 0.090029 | 2 | Residential_2029_Technical_MW_After Competition Groups_2 | Adaptive Thermostat | 9.003% | 0 | 195.7998 | Residential_2029_Technical_MW_After Competition Groups_Adaptive Thermostat
Residential | Res ¦ Ductless Mini-Split Air Conditioner | 2029 | Technical | MW | After Competition Groups | 153.3642 | 0 | 0 | 2174.8508 | 0.070517 | 3 | Residential_2029_Technical_MW_After Competition Groups_3 | Ductless Mini-Split Air Conditioner | 7.052% | 0 | 153.3642 | Residential_2029_Technical_MW_After Competition Groups_Ductless Mini-Split Air Conditioner
Residential | Res ¦ Energy Star Ground Source Heat Pump | 2029 | Technical | MW | After Competition Groups | 153.233 | 0 | 0 | 2174.8508 | 0.070457 | 4 | Residential_2029_Technical_MW_After Competition Groups_4 | Energy Star Ground Source Heat Pump | 7.046% | 0 | 153.233 | Residential_2029_Technical_MW_After Competition Groups_Energy Star Ground Source Heat Pump
Residential | Res ¦ Ductless Mini-Split Heat Pump | 2029 | Technical | MW | After Competition Groups | 151.9227 | 0 | 0 | 2174.8508 | 0.069854 | 5 | Residential_2029_Technical_MW_After Competition Groups_5 | Ductless Mini-Split Heat Pump | 6.985% | 0 | 151.9227 | Residential_2029_Technical_MW_After Competition Groups_Ductless Mini-Split Heat Pump
Residential | Res ¦ Smart Burners | 2029 | Technical | MW | After Competition Groups | 101.5924 | 0 | 0 | 2174.8508 | 0.046712 | 6 | Residential_2029_Technical_MW_After Competition Groups_6 | Smart Burners | 4.671% | 0 | 101.5924 | Residential_2029_Technical_MW_After Competition Groups_Smart Burners
Residential | Res ¦ Energy Star Refrigerator | 2029 | Technical | MW | After Competition Groups | 86.3642 | 0 | 0 | 2174.8508 | 0.03971 | 7 | Residential_2029_Technical_MW_After Competition Groups_7 | Energy Star Refrigerator | 3.971% | 0 | 86.3642 | Residential_2029_Technical_MW_After Competition Groups_Energy Star Refrigerator
Residential | Res ¦ Building Recommissioning, Operations and Maintenance (O&M) Improvements | 2029 | Technical | MW | After Competition Groups | 82.727 | 0 | 0 | 2174.8508 | 0.038038 | 8 | Residential_2029_Technical_MW_After Competition Groups_8 | Building Recommissioning, Operations and Maintenance (O&M) Improvements | 3.804% | 0 | 82.727 | Residential_2029_Technical_MW_After Competition Groups_Building Recommissioning, Operations and Maintenance (O&M) Improvements
Residential | Res ¦ Heat Pump Clothes Dryer | 2029 | Technical | MW | After Competition Groups | 77.8701 | 0 | 0 | 2174.8508 | 0.035805 | 9 | Residential_2029_Technical_MW_After Competition Groups_9 | Heat Pump Clothes Dryer | 3.58% | 0 | 77.8701 | Residential_2029_Technical_MW_After Competition Groups_Heat Pump Clothes Dryer
Residential | Res ¦ Basement Wall Insulation | 2029 | Technical | MW | After Competition Groups | 76.3038 | 0 | 0 | 2174.8508 | 0.035085 | 10 | Residential_2029_Technical_MW_After Competition Groups_10 | Basement Wall Insulation | 3.508% | 0 | 76.3038 | Residential_2029_Technical_MW_After Competition Groups_Basement Wall Insulation
Residential | Res ¦ Energy Star Clothes Washer | 2029 | Technical | MW | After Competition Groups | 72.8094 | 0 | 0 | 2174.8508 | 0.033478 | 11 | Residential_2029_Technical_MW_After Competition Groups_11 | Energy Star Clothes Washer | 3.348% | 0 | 72.8094 | Residential_2029_Technical_MW_After Competition Groups_Energy Star Clothes Washer
Residential | Res ¦ Basement or Crawlspace Insulation | 2029 | Technical | MW | After Competition Groups | 63.3648 | 0 | 0 | 2174.8508 | 0.029135 | 12 | Residential_2029_Technical_MW_After Competition Groups_12 | Basement or Crawlspace Insulation | 2.914% | 0 | 63.3648 | Residential_2029_Technical_MW_After Competition Groups_Basement or Crawlspace Insulation
Residential | Res ¦ Energy Star LED Bulbs General Purpose LEDs | 2029 | Technical | MW | After Competition Groups | 61.4876 | 0 | 0 | 2174.8508 | 0.028272 | 13 | Residential_2029_Technical_MW_After Competition Groups_13 | Energy Star LED Bulbs General Purpose LEDs | 2.827% | 0 | 61.4876 | Residential_2029_Technical_MW_After Competition Groups_Energy Star LED Bulbs General Purpose LEDs
Residential | Res ¦ Smart Power Bar | 2029 | Technical | MW | After Competition Groups | 61.3456 | 0 | 0 | 2174.8508 | 0.028207 | 14 | Residential_2029_Technical_MW_After Competition Groups_14 | Smart Power Bar | 2.821% | 0 | 61.3456 | Residential_2029_Technical_MW_After Competition Groups_Smart Power Bar
Residential | Res ¦ Variable Speed Pool Pump Motor | 2029 | Technical | MW | After Competition Groups | 59.0911 | 0 | 0 | 2174.8508 | 0.02717 | 15 | Residential_2029_Technical_MW_After Competition Groups_15 | Variable Speed Pool Pump Motor | 2.717% | 0 | 59.0911 | Residential_2029_Technical_MW_After Competition Groups_Variable Speed Pool Pump Motor
Residential | Res ¦ Attic Insulation | 2029 | Technical | MW | After Competition Groups | 58.8635 | 0 | 0 | 2174.8508 | 0.027066 | 16 | Residential_2029_Technical_MW_After Competition Groups_16 | Attic Insulation | 2.707% | 0 | 58.8635 | Residential_2029_Technical_MW_After Competition Groups_Attic Insulation
Residential | Res ¦ Wall Insulation | 2029 | Technical | MW | After Competition Groups | 45.9904 | 0 | 0 | 2174.8508 | 0.021146 | 17 | Residential_2029_Technical_MW_After Competition Groups_17 | Wall Insulation | 2.115% | 0 | 45.9904 | Residential_2029_Technical_MW_After Competition Groups_Wall Insulation
Residential | Res ¦ Energy Star A Line, PAR, MR Lamps | 2029 | Technical | MW | After Competition Groups | 42.5271 | 0 | 0 | 2174.8508 | 0.019554 | 18 | Residential_2029_Technical_MW_After Competition Groups_18 | Energy Star A Line, PAR, MR Lamps | 1.955% | 0 | 42.5271 | Residential_2029_Technical_MW_After Competition Groups_Energy Star A Line, PAR, MR Lamps
Residential | Res ¦ Lighting Motion Sensors, Timers, Dimmers | 2029 | Technical | MW | After Competition Groups | 31.5995 | 0 | 0 | 2174.8508 | 0.01453 | 19 | Residential_2029_Technical_MW_After Competition Groups_19 | Lighting Motion Sensors, Timers, Dimmers | 1.453% | 0 | 31.5995 | Residential_2029_Technical_MW_After Competition Groups_Lighting Motion Sensors, Timers, Dimmers
Residential | Res ¦ Variable Refrigerant Flow Heat Pump | 2029 | Technical | MW | After Competition Groups | 28.8475 | 0 | 0 | 2174.8508 | 0.013264 | 20 | Residential_2029_Technical_MW_After Competition Groups_20 | Variable Refrigerant Flow Heat Pump | 1.326% | 0 | 28.8475 | Residential_2029_Technical_MW_After Competition Groups_Variable Refrigerant Flow Heat Pump
Residential | Res ¦ Ceiling Insulation | 2029 | Technical | MW | After Competition Groups | 23.0537 | 0 | 0 | 2174.8508 | 0.0106 | 21 | Residential_2029_Technical_MW_After Competition Groups_21 | Ceiling Insulation | 1.06% | 0 | 23.0537 | Residential_2029_Technical_MW_After Competition Groups_Ceiling Insulation
Residential | Res ¦ Home Energy Reports | 2029 | Technical | MW | After Competition Groups | 19.3783 | 0 | 0 | 2174.8508 | 0.0089102 | 22 | Residential_2029_Technical_MW_After Competition Groups_22 | Home Energy Reports | 0.891% | 0 | 19.3783 | Residential_2029_Technical_MW_After Competition Groups_Home Energy Reports
Residential | Res ¦ Duct Insulation | 2029 | Technical | MW | After Competition Groups | 18.9519 | 0 | 0 | 2174.8508 | 0.0087141 | 23 | Residential_2029_Technical_MW_After Competition Groups_23 | Duct Insulation | 0.8714% | 0 | 18.9519 | Residential_2029_Technical_MW_After Competition Groups_Duct Insulation
Residential | Res ¦ Energy Star Light Fixture | 2029 | Technical | MW | After Competition Groups | 18.0858 | 0 | 0 | 2174.8508 | 0.0083159 | 24 | Residential_2029_Technical_MW_After Competition Groups_24 | Energy Star Light Fixture | 0.8316% | 0 | 18.0858 | Residential_2029_Technical_MW_After Competition Groups_Energy Star Light Fixture
Residential | Res ¦ Air Sealing | 2029 | Technical | MW | After Competition Groups | 16.2307 | 0 | 0 | 2174.8508 | 0.0074629 | 25 | Residential_2029_Technical_MW_After Competition Groups_25 | Air Sealing | 0.7463% | 0 | 16.2307 | Residential_2029_Technical_MW_After Competition Groups_Air Sealing
Residential | Res ¦ Central Air Conditioner Maintenance | 2029 | Technical | MW | After Competition Groups | 15.4273 | 0 | 0 | 2174.8508 | 0.0070935 | 26 | Residential_2029_Technical_MW_After Competition Groups_26 | Central Air Conditioner Maintenance | 0.7094% | 0 | 15.4273 | Residential_2029_Technical_MW_After Competition Groups_Central Air Conditioner Maintenance
Residential | Res ¦ Floor Insulation | 2029 | Technical | MW | After Competition Groups | 15.4273 | 0 | 0 | 2174.8508 | 0.0070935 | 27 | Residential_2029_Technical_MW_After Competition Groups_27 | Floor Insulation | 0.7093% | 0 | 15.4273 | Residential_2029_Technical_MW_After Competition Groups_Floor Insulation
Residential | Res ¦ Dehumidifier Recycling | 2029 | Technical | MW | After Competition Groups | 14.2302 | 0 | 0 | 2174.8508 | 0.0065431 | 28 | Residential_2029_Technical_MW_After Competition Groups_28 | Dehumidifier Recycling | 0.6543% | 0 | 14.2302 | Residential_2029_Technical_MW_After Competition Groups_Dehumidifier Recycling
Residential | Res ¦ Energy Star Torchiere | 2029 | Technical | MW | After Competition Groups | 13.5851 | 0 | 0 | 2174.8508 | 0.0062464 | 29 | Residential_2029_Technical_MW_After Competition Groups_29 | Energy Star Torchiere | 0.6246% | 0 | 13.5851 | Residential_2029_Technical_MW_After Competition Groups_Energy Star Torchiere
Residential | Res ¦ Advanced BAS/Controllers | 2029 | Technical | MW | After Competition Groups | 12.1081 | 0 | 0 | 2174.8508 | 0.0055673 | 30 | Residential_2029_Technical_MW_After Competition Groups_30 | Advanced BAS/Controllers | 0.5567% | 0 | 12.1081 | Residential_2029_Technical_MW_After Competition Groups_Advanced BAS/Controllers
Residential | Res ¦ Clothes Drying Racks | 2029 | Technical | MW | After Competition Groups | 11.2047 | 0 | 0 | 2174.8508 | 0.005152 | 31 | Residential_2029_Technical_MW_After Competition Groups_31 | Clothes Drying Racks | 0.5152% | 0 | 11.2047 | Residential_2029_Technical_MW_After Competition Groups_Clothes Drying Racks
Residential | Res ¦ Refrigerator Recycling | 2029 | Technical | MW | After Competition Groups | 9.4953 | 0 | 0 | 2174.8508 | 0.0043659 | 32 | Residential_2029_Technical_MW_After Competition Groups_32 | Refrigerator Recycling | 0.4366% | 0 | 9.4953 | Residential_2029_Technical_MW_After Competition Groups_Refrigerator Recycling
Residential | Res ¦ Occupancy Sensors MF | 2029 | Technical | MW | After Competition Groups | 9.2143 | 0 | 0 | 2174.8508 | 0.0042367 | 33 | Residential_2029_Technical_MW_After Competition Groups_33 | Occupancy Sensors MF | 0.4237% | 0 | 9.2143 | Residential_2029_Technical_MW_After Competition Groups_Occupancy Sensors MF
Residential | Res ¦ Freezer Recycling | 2029 | Technical | MW | After Competition Groups | 8.8456 | 0 | 0 | 2174.8508 | 0.0040672 | 34 | Residential_2029_Technical_MW_After Competition Groups_34 | Freezer Recycling | 0.4067% | 0 | 8.8456 | Residential_2029_Technical_MW_After Competition Groups_Freezer Recycling
Residential | Res ¦ Energy Star Freezer | 2029 | Technical | MW | After Competition Groups | 8.6265 | 0 | 0 | 2174.8508 | 0.0039665 | 35 | Residential_2029_Technical_MW_After Competition Groups_35 | Energy Star Freezer | 0.3966% | 0 | 8.6265 | Residential_2029_Technical_MW_After Competition Groups_Energy Star Freezer
Residential | Res ¦ High Efficiency Chiller (avg of water and air cooled) | 2029 | Technical | MW | After Competition Groups | 8.4263 | 0 | 0 | 2174.8508 | 0.0038744 | 36 | Residential_2029_Technical_MW_After Competition Groups_36 | High Efficiency Chiller (avg of water and air cooled) | 0.3874% | 0 | 8.4263 | Residential_2029_Technical_MW_After Competition Groups_High Efficiency Chiller (avg of water and air cooled)
Residential | Res ¦ Energy Star Dehumidifier | 2029 | Technical | MW | After Competition Groups | 8.3612 | 0 | 0 | 2174.8508 | 0.0038445 | 37 | Residential_2029_Technical_MW_After Competition Groups_37 | Energy Star Dehumidifier | 0.3844% | 0 | 8.3612 | Residential_2029_Technical_MW_After Competition Groups_Energy Star Dehumidifier
Residential | Res ¦ Duct Insulation MF | 2029 | Technical | MW | After Competition Groups | 8.3607 | 0 | 0 | 2174.8508 | 0.0038443 | 38 | Residential_2029_Technical_MW_After Competition Groups_38 | Duct Insulation MF | 0.3844% | 0 | 8.3607 | Residential_2029_Technical_MW_After Competition Groups_Duct Insulation MF
Residential | Res ¦ Energy Star Windows | 2029 | Technical | MW | After Competition Groups | 6.5659 | 0 | 0 | 2174.8508 | 0.003019 | 39 | Residential_2029_Technical_MW_After Competition Groups_39 | Energy Star Windows | 0.3019% | 0 | 6.5659 | Residential_2029_Technical_MW_After Competition Groups_Energy Star Windows
Residential | Res ¦ Furnace with ECM | 2029 | Technical | MW | After Competition Groups | 6.2178 | 0 | 0 | 2174.8508 | 0.002859 | 40 | Residential_2029_Technical_MW_After Competition Groups_40 | Furnace with ECM | 0.2859% | 0 | 6.2178 | Residential_2029_Technical_MW_After Competition Groups_Furnace with ECM
Residential | Res ¦ INTEGRAL LED TROFFERS | 2029 | Technical | MW | After Competition Groups | 5.0414 | 0 | 0 | 2174.8508 | 0.002318 | 41 | Residential_2029_Technical_MW_After Competition Groups_41 | INTEGRAL LED TROFFERS | 0.2318% | 0 | 5.0414 | Residential_2029_Technical_MW_After Competition Groups_INTEGRAL LED TROFFERS
Residential | Res ¦ Minimize Hot and Warm Clothes Wash | 2029 | Technical | MW | After Competition Groups | 4.6934 | 0 | 0 | 2174.8508 | 0.002158 | 42 | Residential_2029_Technical_MW_After Competition Groups_42 | Minimize Hot and Warm Clothes Wash | 0.2158% | 0 | 4.6934 | Residential_2029_Technical_MW_After Competition Groups_Minimize Hot and Warm Clothes Wash
Residential | Res ¦ Heat Pump Water Heater | 2029 | Technical | MW | After Competition Groups | 4.5915 | 0 | 0 | 2174.8508 | 0.0021112 | 43 | Residential_2029_Technical_MW_After Competition Groups_43 | Heat Pump Water Heater | 0.2111% | 0 | 4.5915 | Residential_2029_Technical_MW_After Competition Groups_Heat Pump Water Heater
Residential | Res ¦ Central Lighting Control System | 2029 | Technical | MW | After Competition Groups | 4.4276 | 0 | 0 | 2174.8508 | 0.0020358 | 44 | Residential_2029_Technical_MW_After Competition Groups_44 | Central Lighting Control System | 0.2036% | 0 | 4.4276 | Residential_2029_Technical_MW_After Competition Groups_Central Lighting Control System
Residential | Res ¦ LED Downlight | 2029 | Technical | MW | After Competition Groups | 4.2222 | 0 | 0 | 2174.8508 | 0.0019414 | 45 | Residential_2029_Technical_MW_After Competition Groups_45 | LED Downlight | 0.1941% | 0 | 4.2222 | Residential_2029_Technical_MW_After Competition Groups_LED Downlight
Residential | Res ¦ Passive Attic Ventilation | 2029 | Technical | MW | After Competition Groups | 4.0146 | 0 | 0 | 2174.8508 | 0.0018459 | 46 | Residential_2029_Technical_MW_After Competition Groups_46 | Passive Attic Ventilation | 0.1846% | 0 | 4.0146 | Residential_2029_Technical_MW_After Competition Groups_Passive Attic Ventilation
Residential | Res ¦ Heat Recovery Ventilator | 2029 | Technical | MW | After Competition Groups | 3.9308 | 0 | 0 | 2174.8508 | 0.0018074 | 47 | Residential_2029_Technical_MW_After Competition Groups_47 | Heat Recovery Ventilator | 0.1807% | 0 | 3.9308 | Residential_2029_Technical_MW_After Competition Groups_Heat Recovery Ventilator
Residential | Res ¦ Energy Star Ceiling Fan/Lighting | 2029 | Technical | MW | After Competition Groups | 3.7344 | 0 | 0 | 2174.8508 | 0.0017171 | 48 | Residential_2029_Technical_MW_After Competition Groups_48 | Energy Star Ceiling Fan/Lighting | 0.1717% | 0 | 3.7344 | Residential_2029_Technical_MW_After Competition Groups_Energy Star Ceiling Fan/Lighting
Residential | Res ¦ LED Tube Re-Lamp | 2029 | Technical | MW | After Competition Groups | 3.5491 | 0 | 0 | 2174.8508 | 0.0016319 | 49 | Residential_2029_Technical_MW_After Competition Groups_49 | LED Tube Re-Lamp | 0.1632% | 0 | 3.5491 | Residential_2029_Technical_MW_After Competition Groups_LED Tube Re-Lamp
Residential | Res ¦ Outside Air Economizer | 2029 | Technical | MW | After Competition Groups | 3.182 | 0 | 0 | 2174.8508 | 0.0014631 | 50 | Residential_2029_Technical_MW_After Competition Groups_50 | Outside Air Economizer | 0.1463% | 0 | 3.182 | Residential_2029_Technical_MW_After Competition Groups_Outside Air Economizer
Residential | Res ¦ Early Hot Water Heater Replacement | 2029 | Technical | MW | After Competition Groups | 3.0459 | 0 | 0 | 2174.8508 | 0.0014005 | 51 | Residential_2029_Technical_MW_After Competition Groups_51 | Early Hot Water Heater Replacement | 0.14% | 0 | 3.0459 | Residential_2029_Technical_MW_After Competition Groups_Early Hot Water Heater Replacement
Residential | Res ¦ Air Source Heat Pump Maintenance | 2029 | Technical | MW | After Competition Groups | 2.6986 | 0 | 0 | 2174.8508 | 0.0012408 | 52 | Residential_2029_Technical_MW_After Competition Groups_52 | Air Source Heat Pump Maintenance | 0.1241% | 0 | 2.6986 | Residential_2029_Technical_MW_After Competition Groups_Air Source Heat Pump Maintenance
Residential | Res ¦ Energy Star Dishwasher | 2029 | Technical | MW | After Competition Groups | 2.3066 | 0 | 0 | 2174.8508 | 0.0010606 | 53 | Residential_2029_Technical_MW_After Competition Groups_53 | Energy Star Dishwasher | 0.1061% | 0 | 2.3066 | Residential_2029_Technical_MW_After Competition Groups_Energy Star Dishwasher
Residential | Res ¦ Demand Control Ventilation | 2029 | Technical | MW | After Competition Groups | 2.128 | 0 | 0 | 2174.8508 | 0.00097844 | 54 | Residential_2029_Technical_MW_After Competition Groups_54 | Demand Control Ventilation | 0.09784% | 0 | 2.128 | Residential_2029_Technical_MW_After Competition Groups_Demand Control Ventilation
Residential | Res ¦ Drain Water Heat Recovery | 2029 | Technical | MW | After Competition Groups | 2.0458 | 0 | 0 | 2174.8508 | 0.00094065 | 55 | Residential_2029_Technical_MW_After Competition Groups_55 | Drain Water Heat Recovery | 0.09407% | 0 | 2.0458 | Residential_2029_Technical_MW_After Competition Groups_Drain Water Heat Recovery
Residential | Res ¦ Furnace Whistle | 2029 | Technical | MW | After Competition Groups | 2.0449 | 0 | 0 | 2174.8508 | 0.00094023 | 56 | Residential_2029_Technical_MW_After Competition Groups_56 | Furnace Whistle | 0.09402% | 0 | 2.0449 | Residential_2029_Technical_MW_After Competition Groups_Furnace Whistle
Residential | Res ¦ CO Sensors for parking garage exhaust fans | 2029 | Technical | MW | After Competition Groups | 2.0076 | 0 | 0 | 2174.8508 | 0.0009231 | 57 | Residential_2029_Technical_MW_After Competition Groups_57 | CO Sensors for parking garage exhaust fans | 0.09231% | 0 | 2.0076 | Residential_2029_Technical_MW_After Competition Groups_CO Sensors for parking garage exhaust fans
Residential | Res ¦ ENERGY STAR LED LAMPS (REFLECTOR LAMPs/MR16/PAR 16) | 2029 | Technical | MW | After Competition Groups | 1.9068 | 0 | 0 | 2174.8508 | 0.00087675 | 58 | Residential_2029_Technical_MW_After Competition Groups_58 | ENERGY STAR LED LAMPS (REFLECTOR LAMPs/MR16/PAR 16) | 0.08767% | 0 | 1.9068 | Residential_2029_Technical_MW_After Competition Groups_ENERGY STAR LED LAMPS (REFLECTOR LAMPs/MR16/PAR 16)
Residential | Res ¦ Window Film | 2029 | Technical | MW | After Competition Groups | 1.8817 | 0 | 0 | 2174.8508 | 0.0008652 | 59 | Residential_2029_Technical_MW_After Competition Groups_59 | Window Film | 0.08652% | 0 | 1.8817 | Residential_2029_Technical_MW_After Competition Groups_Window Film
Residential | Res ¦ Comprehensive Draft Proofing | 2029 | Technical | MW | After Competition Groups | 1.7376 | 0 | 0 | 2174.8508 | 0.00079896 | 60 | Residential_2029_Technical_MW_After Competition Groups_60 | Comprehensive Draft Proofing | 0.0799% | 0 | 1.7376 | Residential_2029_Technical_MW_After Competition Groups_Comprehensive Draft Proofing
Residential | Res ¦ Variable Frequency Drive (VFD) | 2029 | Technical | MW | After Competition Groups | 1.6854 | 0 | 0 | 2174.8508 | 0.00077494 | 61 | Residential_2029_Technical_MW_After Competition Groups_61 | Variable Frequency Drive (VFD) | 0.07749% | 0 | 1.6854 | Residential_2029_Technical_MW_After Competition Groups_Variable Frequency Drive (VFD)
Residential | Res ¦ Condensing Make Up Air Unit | 2029 | Technical | MW | After Competition Groups | 1.5325 | 0 | 0 | 2174.8508 | 0.00070464 | 62 | Residential_2029_Technical_MW_After Competition Groups_62 | Condensing Make Up Air Unit | 0.07046% | 0 | 1.5325 | Residential_2029_Technical_MW_After Competition Groups_Condensing Make Up Air Unit
Residential | Res ¦ DHW Recirculation Systems | 2029 | Technical | MW | After Competition Groups | 1.3232 | 0 | 0 | 2174.8508 | 0.00060842 | 63 | Residential_2029_Technical_MW_After Competition Groups_63 | DHW Recirculation Systems | 0.06084% | 0 | 1.3232 | Residential_2029_Technical_MW_After Competition Groups_DHW Recirculation Systems
Residential | Res ¦ Solar Powered Attic Fan | 2029 | Technical | MW | After Competition Groups | 1.2442 | 0 | 0 | 2174.8508 | 0.00057209 | 64 | Residential_2029_Technical_MW_After Competition Groups_64 | Solar Powered Attic Fan | 0.05721% | 0 | 1.2442 | Residential_2029_Technical_MW_After Competition Groups_Solar Powered Attic Fan
Residential | Res ¦ Water Heater Temperature Setback | 2029 | Technical | MW | After Competition Groups | 1.0659 | 0 | 0 | 2174.8508 | 0.00049011 | 65 | Residential_2029_Technical_MW_After Competition Groups_65 | Water Heater Temperature Setback | 0.04901% | 0 | 1.0659 | Residential_2029_Technical_MW_After Competition Groups_Water Heater Temperature Setback
Residential | Res ¦ LED Parking Lot Fixture | 2029 | Technical | MW | After Competition Groups | 0.86712 | 0 | 0 | 2174.8508 | 0.0003987 | 66 | Residential_2029_Technical_MW_After Competition Groups_66 | LED Parking Lot Fixture | 0.03987% | 0 | 0.86712 | Residential_2029_Technical_MW_After Competition Groups_LED Parking Lot Fixture
Residential | Res ¦ HVAC Optimization | 2029 | Technical | MW | After Competition Groups | 0.8113 | 0 | 0 | 2174.8508 | 0.00037304 | 67 | Residential_2029_Technical_MW_After Competition Groups_67 | HVAC Optimization | 0.0373% | 0 | 0.8113 | Residential_2029_Technical_MW_After Competition Groups_HVAC Optimization
Residential | Res ¦ VFD on Pumps | 2029 | Technical | MW | After Competition Groups | 0.51827 | 0 | 0 | 2174.8508 | 0.0002383 | 68 | Residential_2029_Technical_MW_After Competition Groups_68 | VFD on Pumps | 0.02383% | 0 | 0.51827 | Residential_2029_Technical_MW_After Competition Groups_VFD on Pumps
Residential | Res ¦ ENERGY STAR LED Lamps (General Service Lamps) | 2029 | Technical | MW | After Competition Groups | 0.44211 | 0 | 0 | 2174.8508 | 0.00020328 | 69 | Residential_2029_Technical_MW_After Competition Groups_69 | ENERGY STAR LED Lamps (General Service Lamps) | 0.02033% | 0 | 0.44211 | Residential_2029_Technical_MW_After Competition Groups_ENERGY STAR LED Lamps (General Service Lamps)
Residential | Res ¦ LED Exterior Area Lights - LED Fixture (200W) | 2029 | Technical | MW | After Competition Groups | 0.40383 | 0 | 0 | 2174.8508 | 0.00018568 | 70 | Residential_2029_Technical_MW_After Competition Groups_70 | LED Exterior Area Lights - LED Fixture (200W) | 0.01857% | 0 | 0.40383 | Residential_2029_Technical_MW_After Competition Groups_LED Exterior Area Lights - LED Fixture (200W)
Residential | Res ¦ ECM MOTORS FOR HVAC APPLICATION (FAN-POWERED VAV BOX) | 2029 | Technical | MW | After Competition Groups | 0.33353 | 0 | 0 | 2174.8508 | 0.00015336 | 71 | Residential_2029_Technical_MW_After Competition Groups_71 | ECM MOTORS FOR HVAC APPLICATION (FAN-POWERED VAV BOX) | 0.01534% | 0 | 0.33353 | Residential_2029_Technical_MW_After Competition Groups_ECM MOTORS FOR HVAC APPLICATION (FAN-POWERED VAV BOX)
Residential | Res ¦ Tankless Water Heater | 2029 | Technical | MW | After Competition Groups | 0.25134 | 0 | 0 | 2174.8508 | 0.00011557 | 72 | Residential_2029_Technical_MW_After Competition Groups_72 | Tankless Water Heater | 0.01156% | 0 | 0.25134 | Residential_2029_Technical_MW_After Competition Groups_Tankless Water Heater
Residential | Res ¦ Beverage Vending Machine Controls | 2029 | Technical | MW | After Competition Groups | 0.23943 | 0 | 0 | 2174.8508 | 0.00011009 | 73 | Residential_2029_Technical_MW_After Competition Groups_73 | Beverage Vending Machine Controls | 0.01101% | 0 | 0.23943 | Residential_2029_Technical_MW_After Competition Groups_Beverage Vending Machine Controls
Residential | Res ¦ Chilled Water Optimization | 2029 | Technical | MW | After Competition Groups | 0.21412 | 0 | 0 | 2174.8508 | 9.8454e-05 | 74 | Residential_2029_Technical_MW_After Competition Groups_74 | Chilled Water Optimization | 0.009845% | 0 | 0.21412 | Residential_2029_Technical_MW_After Competition Groups_Chilled Water Optimization
Residential | Res ¦ Wall Insulation MF | 2029 | Technical | MW | After Competition Groups | 0.16792 | 0 | 0 | 2174.8508 | 7.721e-05 | 75 | Residential_2029_Technical_MW_After Competition Groups_75 | Wall Insulation MF | 0.007721% | 0 | 0.16792 | Residential_2029_Technical_MW_After Competition Groups_Wall Insulation MF
Residential | Res ¦ LED Recessed Downlights | 2029 | Technical | MW | After Competition Groups | 0.027212 | 0 | 0 | 2174.8508 | 1.2512e-05 | 76 | Residential_2029_Technical_MW_After Competition Groups_76 | LED Recessed Downlights | 0.001251% | 0 | 0.027212 | Residential_2029_Technical_MW_After Competition Groups_LED Recessed Downlights
Residential | Res ¦ LED High Bay Fixture | 2029 | Technical | MW | After Competition Groups | 0.023254 | 0 | 0 | 2174.8508 | 1.0692e-05 | 77 | Residential_2029_Technical_MW_After Competition Groups_77 | LED High Bay Fixture | 0.001069% | 0 | 0.023254 | Residential_2029_Technical_MW_After Competition Groups_LED High Bay Fixture
Residential | Res ¦ Radiant Barrier | 2029 | Technical | MW | After Competition Groups | 0.012963 | 0 | 0 | 2174.8508 | 5.9606e-06 | 78 | Residential_2029_Technical_MW_After Competition Groups_78 | Radiant Barrier | 0.0005961% | 0 | 0.012963 | Residential_2029_Technical_MW_After Competition Groups_Radiant Barrier
Residential | Res ¦ Solar Water Preheat (Pools/DHW) | 2029 | Technical | MW | After Competition Groups | 0.0077886 | 0 | 0 | 2174.8508 | 3.5812e-06 | 79 | Residential_2029_Technical_MW_After Competition Groups_79 | Solar Water Preheat (Pools/DHW) | 0.0003581% | 0 | 0.0077886 | Residential_2029_Technical_MW_After Competition Groups_Solar Water Preheat (Pools/DHW)
Residential | Res ¦ Photocell Controls (Outdoor) | 2029 | Technical | MW | After Competition Groups | 5.451e-05 | 0 | 0 | 2174.8508 | 2.5064e-08 | 80 | Residential_2029_Technical_MW_After Competition Groups_80 | Photocell Controls (Outdoor) | 2.506e-06% | 0 | 5.451e-05 | Residential_2029_Technical_MW_After Competition Groups_Photocell Controls (Outdoor)
Residential | Res ¦ Adaptive Thermostat | 2030 | Economic | MW | After Competition Groups | 196.9541 | 0 | 0 | 1191.4833 | 0.1653 | 1 | Residential_2030_Economic_MW_After Competition Groups_1 | Adaptive Thermostat | 16.53% | 0 | 196.9541 | Residential_2030_Economic_MW_After Competition Groups_Adaptive Thermostat
Residential | Res ¦ Ductless Mini-Split Heat Pump | 2030 | Economic | MW | After Competition Groups | 162.7196 | 0 | 0 | 1191.4833 | 0.13657 | 2 | Residential_2030_Economic_MW_After Competition Groups_2 | Ductless Mini-Split Heat Pump | 13.66% | 0 | 162.7196 | Residential_2030_Economic_MW_After Competition Groups_Ductless Mini-Split Heat Pump
Residential | Res ¦ Energy Star Air Source Heat Pump | 2030 | Economic | MW | After Competition Groups | 93.0127 | 0 | 0 | 1191.4833 | 0.078065 | 3 | Residential_2030_Economic_MW_After Competition Groups_3 | Energy Star Air Source Heat Pump | 7.806% | 0 | 93.0127 | Residential_2030_Economic_MW_After Competition Groups_Energy Star Air Source Heat Pump
Residential | Res ¦ Building Recommissioning, Operations and Maintenance (O&M) Improvements | 2030 | Economic | MW | After Competition Groups | 81.4199 | 0 | 0 | 1191.4833 | 0.068335 | 4 | Residential_2030_Economic_MW_After Competition Groups_4 | Building Recommissioning, Operations and Maintenance (O&M) Improvements | 6.833% | 0 | 81.4199 | Residential_2030_Economic_MW_After Competition Groups_Building Recommissioning, Operations and Maintenance (O&M) Improvements
Residential | Res ¦ Energy Star Clothes Washer | 2030 | Economic | MW | After Competition Groups | 77.1639 | 0 | 0 | 1191.4833 | 0.064763 | 5 | Residential_2030_Economic_MW_After Competition Groups_5 | Energy Star Clothes Washer | 6.476% | 0 | 77.1639 | Residential_2030_Economic_MW_After Competition Groups_Energy Star Clothes Washer
Residential | Res ¦ Basement Wall Insulation | 2030 | Economic | MW | After Competition Groups | 75.0982 | 0 | 0 | 1191.4833 | 0.063029 | 6 | Residential_2030_Economic_MW_After Competition Groups_6 | Basement Wall Insulation | 6.303% | 0 | 75.0982 | Residential_2030_Economic_MW_After Competition Groups_Basement Wall Insulation
Residential | Res ¦ Energy Star Room Air Conditioner | 2030 | Economic | MW | After Competition Groups | 62.4159 | 0 | 0 | 1191.4833 | 0.052385 | 7 | Residential_2030_Economic_MW_After Competition Groups_7 | Energy Star Room Air Conditioner | 5.239% | 0 | 62.4159 | Residential_2030_Economic_MW_After Competition Groups_Energy Star Room Air Conditioner
Residential | Res ¦ Energy Star LED Bulbs General Purpose LEDs | 2030 | Economic | MW | After Competition Groups | 61.4876 | 0 | 0 | 1191.4833 | 0.051606 | 8 | Residential_2030_Economic_MW_After Competition Groups_8 | Energy Star LED Bulbs General Purpose LEDs | 5.161% | 0 | 61.4876 | Residential_2030_Economic_MW_After Competition Groups_Energy Star LED Bulbs General Purpose LEDs
Residential | Res ¦ Variable Speed Pool Pump Motor | 2030 | Economic | MW | After Competition Groups | 58.1575 | 0 | 0 | 1191.4833 | 0.048811 | 9 | Residential_2030_Economic_MW_After Competition Groups_9 | Variable Speed Pool Pump Motor | 4.881% | 0 | 58.1575 | Residential_2030_Economic_MW_After Competition Groups_Variable Speed Pool Pump Motor
Residential | Res ¦ Attic Insulation | 2030 | Economic | MW | After Competition Groups | 57.9334 | 0 | 0 | 1191.4833 | 0.048623 | 10 | Residential_2030_Economic_MW_After Competition Groups_10 | Attic Insulation | 4.862% | 0 | 57.9334 | Residential_2030_Economic_MW_After Competition Groups_Attic Insulation
Residential | Res ¦ Energy Star A Line, PAR, MR Lamps | 2030 | Economic | MW | After Competition Groups | 44.2941 | 0 | 0 | 1191.4833 | 0.037176 | 11 | Residential_2030_Economic_MW_After Competition Groups_11 | Energy Star A Line, PAR, MR Lamps | 3.718% | 0 | 44.2941 | Residential_2030_Economic_MW_After Competition Groups_Energy Star A Line, PAR, MR Lamps
Residential | Res ¦ Energy Star Clothes Dryer | 2030 | Economic | MW | After Competition Groups | 29.3799 | 0 | 0 | 1191.4833 | 0.024658 | 12 | Residential_2030_Economic_MW_After Competition Groups_12 | Energy Star Clothes Dryer | 2.466% | 0 | 29.3799 | Residential_2030_Economic_MW_After Competition Groups_Energy Star Clothes Dryer
Residential | Res ¦ Duct Insulation | 2030 | Economic | MW | After Competition Groups | 16.3379 | 0 | 0 | 1191.4833 | 0.013712 | 13 | Residential_2030_Economic_MW_After Competition Groups_13 | Duct Insulation | 1.371% | 0 | 16.3379 | Residential_2030_Economic_MW_After Competition Groups_Duct Insulation
Residential | Res ¦ Air Sealing | 2030 | Economic | MW | After Competition Groups | 15.9743 | 0 | 0 | 1191.4833 | 0.013407 | 14 | Residential_2030_Economic_MW_After Competition Groups_14 | Air Sealing | 1.341% | 0 | 15.9743 | Residential_2030_Economic_MW_After Competition Groups_Air Sealing
Residential | Res ¦ Floor Insulation | 2030 | Economic | MW | After Competition Groups | 15.1835 | 0 | 0 | 1191.4833 | 0.012743 | 15 | Residential_2030_Economic_MW_After Competition Groups_15 | Floor Insulation | 1.274% | 0 | 15.1835 | Residential_2030_Economic_MW_After Competition Groups_Floor Insulation
Residential | Res ¦ Energy Star Torchiere | 2030 | Economic | MW | After Competition Groups | 14.1366 | 0 | 0 | 1191.4833 | 0.011865 | 16 | Residential_2030_Economic_MW_After Competition Groups_16 | Energy Star Torchiere | 1.186% | 0 | 14.1366 | Residential_2030_Economic_MW_After Competition Groups_Energy Star Torchiere
Residential | Res ¦ Advanced BAS/Controllers | 2030 | Economic | MW | After Competition Groups | 11.9168 | 0 | 0 | 1191.4833 | 0.010002 | 17 | Residential_2030_Economic_MW_After Competition Groups_17 | Advanced BAS/Controllers | 1% | 0 | 11.9168 | Residential_2030_Economic_MW_After Competition Groups_Advanced BAS/Controllers
Residential | Res ¦ Clothes Drying Racks | 2030 | Economic | MW | After Competition Groups | 11.0277 | 0 | 0 | 1191.4833 | 0.0092554 | 18 | Residential_2030_Economic_MW_After Competition Groups_18 | Clothes Drying Racks | 0.9255% | 0 | 11.0277 | Residential_2030_Economic_MW_After Competition Groups_Clothes Drying Racks
Residential | Res ¦ Home Energy Reports | 2030 | Economic | MW | After Competition Groups | 10.4312 | 0 | 0 | 1191.4833 | 0.0087548 | 19 | Residential_2030_Economic_MW_After Competition Groups_19 | Home Energy Reports | 0.8755% | 0 | 10.4312 | Residential_2030_Economic_MW_After Competition Groups_Home Energy Reports
Residential | Res ¦ Refrigerator Recycling | 2030 | Economic | MW | After Competition Groups | 9.3452 | 0 | 0 | 1191.4833 | 0.0078434 | 20 | Residential_2030_Economic_MW_After Competition Groups_20 | Refrigerator Recycling | 0.7843% | 0 | 9.3452 | Residential_2030_Economic_MW_After Competition Groups_Refrigerator Recycling
Residential | Res ¦ High Efficiency Chiller (avg of water and air cooled) | 2030 | Economic | MW | After Competition Groups | 9.0576 | 0 | 0 | 1191.4833 | 0.007602 | 21 | Residential_2030_Economic_MW_After Competition Groups_21 | High Efficiency Chiller (avg of water and air cooled) | 0.7602% | 0 | 9.0576 | Residential_2030_Economic_MW_After Competition Groups_High Efficiency Chiller (avg of water and air cooled)
Residential | Res ¦ Occupancy Sensors MF | 2030 | Economic | MW | After Competition Groups | 8.8548 | 0 | 0 | 1191.4833 | 0.0074317 | 22 | Residential_2030_Economic_MW_After Competition Groups_22 | Occupancy Sensors MF | 0.7432% | 0 | 8.8548 | Residential_2030_Economic_MW_After Competition Groups_Occupancy Sensors MF
Residential | Res ¦ Freezer Recycling | 2030 | Economic | MW | After Competition Groups | 8.7059 | 0 | 0 | 1191.4833 | 0.0073068 | 23 | Residential_2030_Economic_MW_After Competition Groups_23 | Freezer Recycling | 0.7307% | 0 | 8.7059 | Residential_2030_Economic_MW_After Competition Groups_Freezer Recycling
Residential | Res ¦ Energy Star Dehumidifier | 2030 | Economic | MW | After Competition Groups | 8.229 | 0 | 0 | 1191.4833 | 0.0069066 | 24 | Residential_2030_Economic_MW_After Competition Groups_24 | Energy Star Dehumidifier | 0.6907% | 0 | 8.229 | Residential_2030_Economic_MW_After Competition Groups_Energy Star Dehumidifier
Residential | Res ¦ Energy Star Light Fixture | 2030 | Economic | MW | After Competition Groups | 6.1362 | 0 | 0 | 1191.4833 | 0.0051501 | 25 | Residential_2030_Economic_MW_After Competition Groups_25 | Energy Star Light Fixture | 0.515% | 0 | 6.1362 | Residential_2030_Economic_MW_After Competition Groups_Energy Star Light Fixture
Residential | Res ¦ Duct Insulation MF | 2030 | Economic | MW | After Competition Groups | 5.8557 | 0 | 0 | 1191.4833 | 0.0049147 | 26 | Residential_2030_Economic_MW_After Competition Groups_26 | Duct Insulation MF | 0.4915% | 0 | 5.8557 | Residential_2030_Economic_MW_After Competition Groups_Duct Insulation MF
Residential | Res ¦ Energy Star Freezer | 2030 | Economic | MW | After Competition Groups | 5.196 | 0 | 0 | 1191.4833 | 0.004361 | 27 | Residential_2030_Economic_MW_After Competition Groups_27 | Energy Star Freezer | 0.4361% | 0 | 5.196 | Residential_2030_Economic_MW_After Competition Groups_Energy Star Freezer
Residential | Res ¦ Minimize Hot and Warm Clothes Wash | 2030 | Economic | MW | After Competition Groups | 4.6192 | 0 | 0 | 1191.4833 | 0.0038768 | 28 | Residential_2030_Economic_MW_After Competition Groups_28 | Minimize Hot and Warm Clothes Wash | 0.3877% | 0 | 4.6192 | Residential_2030_Economic_MW_After Competition Groups_Minimize Hot and Warm Clothes Wash
Residential | Res ¦ Heat Recovery Ventilator | 2030 | Economic | MW | After Competition Groups | 4.1243 | 0 | 0 | 1191.4833 | 0.0034615 | 29 | Residential_2030_Economic_MW_After Competition Groups_29 | Heat Recovery Ventilator | 0.3461% | 0 | 4.1243 | Residential_2030_Economic_MW_After Competition Groups_Heat Recovery Ventilator
Residential | Res ¦ LED Tube Re-Lamp | 2030 | Economic | MW | After Competition Groups | 3.6796 | 0 | 0 | 1191.4833 | 0.0030882 | 30 | Residential_2030_Economic_MW_After Competition Groups_30 | LED Tube Re-Lamp | 0.3088% | 0 | 3.6796 | Residential_2030_Economic_MW_After Competition Groups_LED Tube Re-Lamp
Residential | Res ¦ Outside Air Economizer | 2030 | Economic | MW | After Competition Groups | 3.222 | 0 | 0 | 1191.4833 | 0.0027042 | 31 | Residential_2030_Economic_MW_After Competition Groups_31 | Outside Air Economizer | 0.2704% | 0 | 3.222 | Residential_2030_Economic_MW_After Competition Groups_Outside Air Economizer
Residential | Res ¦ Demand Control Ventilation | 2030 | Economic | MW | After Competition Groups | 2.0943 | 0 | 0 | 1191.4833 | 0.0017578 | 32 | Residential_2030_Economic_MW_After Competition Groups_32 | Demand Control Ventilation | 0.1758% | 0 | 2.0943 | Residential_2030_Economic_MW_After Competition Groups_Demand Control Ventilation
Residential | Res ¦ CO Sensors for parking garage exhaust fans | 2030 | Economic | MW | After Competition Groups | 2.0329 | 0 | 0 | 1191.4833 | 0.0017062 | 33 | Residential_2030_Economic_MW_After Competition Groups_33 | CO Sensors for parking garage exhaust fans | 0.1706% | 0 | 2.0329 | Residential_2030_Economic_MW_After Competition Groups_CO Sensors for parking garage exhaust fans
Residential | Res ¦ Tankless Water Heater | 2030 | Economic | MW | After Competition Groups | 2.0179 | 0 | 0 | 1191.4833 | 0.0016936 | 34 | Residential_2030_Economic_MW_After Competition Groups_34 | Tankless Water Heater | 0.1694% | 0 | 2.0179 | Residential_2030_Economic_MW_After Competition Groups_Tankless Water Heater
Residential | Res ¦ Furnace Whistle | 2030 | Economic | MW | After Competition Groups | 2.0126 | 0 | 0 | 1191.4833 | 0.0016891 | 35 | Residential_2030_Economic_MW_After Competition Groups_35 | Furnace Whistle | 0.1689% | 0 | 2.0126 | Residential_2030_Economic_MW_After Competition Groups_Furnace Whistle
Residential | Res ¦ ENERGY STAR LED LAMPS (REFLECTOR LAMPs/MR16/PAR 16) | 2030 | Economic | MW | After Competition Groups | 1.9031 | 0 | 0 | 1191.4833 | 0.0015972 | 36 | Residential_2030_Economic_MW_After Competition Groups_36 | ENERGY STAR LED LAMPS (REFLECTOR LAMPs/MR16/PAR 16) | 0.1597% | 0 | 1.9031 | Residential_2030_Economic_MW_After Competition Groups_ENERGY STAR LED LAMPS (REFLECTOR LAMPs/MR16/PAR 16)
Residential | Res ¦ Comprehensive Draft Proofing | 2030 | Economic | MW | After Competition Groups | 1.7102 | 0 | 0 | 1191.4833 | 0.0014353 | 37 | Residential_2030_Economic_MW_After Competition Groups_37 | Comprehensive Draft Proofing | 0.1435% | 0 | 1.7102 | Residential_2030_Economic_MW_After Competition Groups_Comprehensive Draft Proofing
Residential | Res ¦ Variable Frequency Drive (VFD) | 2030 | Economic | MW | After Competition Groups | 1.6587 | 0 | 0 | 1191.4833 | 0.0013922 | 38 | Residential_2030_Economic_MW_After Competition Groups_38 | Variable Frequency Drive (VFD) | 0.1392% | 0 | 1.6587 | Residential_2030_Economic_MW_After Competition Groups_Variable Frequency Drive (VFD)
Residential | Res ¦ Condensing Make Up Air Unit | 2030 | Economic | MW | After Competition Groups | 1.6427 | 0 | 0 | 1191.4833 | 0.0013787 | 39 | Residential_2030_Economic_MW_After Competition Groups_39 | Condensing Make Up Air Unit | 0.1379% | 0 | 1.6427 | Residential_2030_Economic_MW_After Competition Groups_Condensing Make Up Air Unit
Residential | Res ¦ Water Heater Temperature Setback | 2030 | Economic | MW | After Competition Groups | 1.0491 | 0 | 0 | 1191.4833 | 0.00088047 | 40 | Residential_2030_Economic_MW_After Competition Groups_40 | Water Heater Temperature Setback | 0.08805% | 0 | 1.0491 | Residential_2030_Economic_MW_After Competition Groups_Water Heater Temperature Setback
Residential | Res ¦ LED Parking Lot Fixture | 2030 | Economic | MW | After Competition Groups | 0.86885 | 0 | 0 | 1191.4833 | 0.00072922 | 41 | Residential_2030_Economic_MW_After Competition Groups_41 | LED Parking Lot Fixture | 0.07292% | 0 | 0.86885 | Residential_2030_Economic_MW_After Competition Groups_LED Parking Lot Fixture
Residential | Res ¦ VFD on Pumps | 2030 | Economic | MW | After Competition Groups | 0.51008 | 0 | 0 | 1191.4833 | 0.00042811 | 42 | Residential_2030_Economic_MW_After Competition Groups_42 | VFD on Pumps | 0.04281% | 0 | 0.51008 | Residential_2030_Economic_MW_After Competition Groups_VFD on Pumps
Residential | Res ¦ ENERGY STAR LED Lamps (General Service Lamps) | 2030 | Economic | MW | After Competition Groups | 0.44296 | 0 | 0 | 1191.4833 | 0.00037177 | 43 | Residential_2030_Economic_MW_After Competition Groups_43 | ENERGY STAR LED Lamps (General Service Lamps) | 0.03718% | 0 | 0.44296 | Residential_2030_Economic_MW_After Competition Groups_ENERGY STAR LED Lamps (General Service Lamps)
Residential | Res ¦ LED Exterior Area Lights - LED Fixture (200W) | 2030 | Economic | MW | After Competition Groups | 0.40561 | 0 | 0 | 1191.4833 | 0.00034043 | 44 | Residential_2030_Economic_MW_After Competition Groups_44 | LED Exterior Area Lights - LED Fixture (200W) | 0.03404% | 0 | 0.40561 | Residential_2030_Economic_MW_After Competition Groups_LED Exterior Area Lights - LED Fixture (200W)
Residential | Res ¦ ECM MOTORS FOR HVAC APPLICATION (FAN-POWERED VAV BOX) | 2030 | Economic | MW | After Competition Groups | 0.33768 | 0 | 0 | 1191.4833 | 0.00028341 | 45 | Residential_2030_Economic_MW_After Competition Groups_45 | ECM MOTORS FOR HVAC APPLICATION (FAN-POWERED VAV BOX) | 0.02834% | 0 | 0.33768 | Residential_2030_Economic_MW_After Competition Groups_ECM MOTORS FOR HVAC APPLICATION (FAN-POWERED VAV BOX)
Residential | Res ¦ Beverage Vending Machine Controls | 2030 | Economic | MW | After Competition Groups | 0.24308 | 0 | 0 | 1191.4833 | 0.00020402 | 46 | Residential_2030_Economic_MW_After Competition Groups_46 | Beverage Vending Machine Controls | 0.0204% | 0 | 0.24308 | Residential_2030_Economic_MW_After Competition Groups_Beverage Vending Machine Controls
Residential | Res ¦ Chilled Water Optimization | 2030 | Economic | MW | After Competition Groups | 0.22938 | 0 | 0 | 1191.4833 | 0.00019251 | 47 | Residential_2030_Economic_MW_After Competition Groups_47 | Chilled Water Optimization | 0.01925% | 0 | 0.22938 | Residential_2030_Economic_MW_After Competition Groups_Chilled Water Optimization
Residential | Res ¦ Wall Insulation | 2030 | Economic | MW | After Competition Groups | 0.21826 | 0 | 0 | 1191.4833 | 0.00018318 | 48 | Residential_2030_Economic_MW_After Competition Groups_48 | Wall Insulation | 0.01832% | 0 | 0.21826 | Residential_2030_Economic_MW_After Competition Groups_Wall Insulation
Residential | Res ¦ LED High Bay Fixture | 2030 | Economic | MW | After Competition Groups | 0.022346 | 0 | 0 | 1191.4833 | 1.8755e-05 | 49 | Residential_2030_Economic_MW_After Competition Groups_49 | LED High Bay Fixture | 0.001876% | 0 | 0.022346 | Residential_2030_Economic_MW_After Competition Groups_LED High Bay Fixture
Residential | Res ¦ Wall Insulation MF | 2030 | Economic | MW | After Competition Groups | 0.013228 | 0 | 0 | 1191.4833 | 1.1102e-05 | 50 | Residential_2030_Economic_MW_After Competition Groups_50 | Wall Insulation MF | 0.00111% | 0 | 0.013228 | Residential_2030_Economic_MW_After Competition Groups_Wall Insulation MF
Residential | Res ¦ LED Downlight | 2030 | Economic | MW | After Competition Groups | 0 | 0 | 0 | 1191.4833 | 0 | 51 | Residential_2030_Economic_MW_After Competition Groups_51 | LED Downlight | 0% | 0 | 0 | Residential_2030_Economic_MW_After Competition Groups_LED Downlight
Residential | Res ¦ Smart Burners | 2030 | Economic | MW | After Competition Groups | 0 | 0 | 0 | 1191.4833 | 0 | 52 | Residential_2030_Economic_MW_After Competition Groups_52 | Smart Burners | 0% | 0 | 0 | Residential_2030_Economic_MW_After Competition Groups_Smart Burners
Residential | Res ¦ Smart Power Bar | 2030 | Economic | MW | After Competition Groups | 0 | 0 | 0 | 1191.4833 | 0 | 53 | Residential_2030_Economic_MW_After Competition Groups_53 | Smart Power Bar | 0% | 0 | 0 | Residential_2030_Economic_MW_After Competition Groups_Smart Power Bar
Residential | Res ¦ Ductless Mini-Split Heat Pump | 2030 | SC A | MW | After Competition Groups | 70.7859 | 0 | 0 | 361.9664 | 0.19556 | 1 | Residential_2030_SC A_MW_After Competition Groups_1 | Ductless Mini-Split Heat Pump | 19.56% | 0 | 70.7859 | Residential_2030_SC A_MW_After Competition Groups_Ductless Mini-Split Heat Pump
Residential | Res ¦ Building Recommissioning, Operations and Maintenance (O&M) Improvements | 2030 | SC A | MW | After Competition Groups | 42.2739 | 0 | 0 | 361.9664 | 0.11679 | 2 | Residential_2030_SC A_MW_After Competition Groups_2 | Building Recommissioning, Operations and Maintenance (O&M) Improvements | 11.68% | 0 | 42.2739 | Residential_2030_SC A_MW_After Competition Groups_Building Recommissioning, Operations and Maintenance (O&M) Improvements
Residential | Res ¦ Energy Star Clothes Washer | 2030 | SC A | MW | After Competition Groups | 38.5621 | 0 | 0 | 361.9664 | 0.10654 | 3 | Residential_2030_SC A_MW_After Competition Groups_3 | Energy Star Clothes Washer | 10.65% | 0 | 38.5621 | Residential_2030_SC A_MW_After Competition Groups_Energy Star Clothes Washer
Residential | Res ¦ Energy Star LED Specialty Bulbs | 2030 | SC A | MW | After Competition Groups | 27.8384 | 0 | 0 | 361.9664 | 0.076909 | 4 | Residential_2030_SC A_MW_After Competition Groups_4 | Energy Star LED Specialty Bulbs | 7.691% | 0 | 27.8384 | Residential_2030_SC A_MW_After Competition Groups_Energy Star LED Specialty Bulbs
Residential | Res ¦ Adaptive Thermostat | 2030 | SC A | MW | After Competition Groups | 25.0474 | 0 | 0 | 361.9664 | 0.069198 | 5 | Residential_2030_SC A_MW_After Competition Groups_5 | Adaptive Thermostat | 6.92% | 0 | 25.0474 | Residential_2030_SC A_MW_After Competition Groups_Adaptive Thermostat
Residential | Res ¦ Variable Speed Pool Pump Motor | 2030 | SC A | MW | After Competition Groups | 21.4166 | 0 | 0 | 361.9664 | 0.059167 | 6 | Residential_2030_SC A_MW_After Competition Groups_6 | Variable Speed Pool Pump Motor | 5.917% | 0 | 21.4166 | Residential_2030_SC A_MW_After Competition Groups_Variable Speed Pool Pump Motor
Residential | Res ¦ Basement Wall Insulation | 2030 | SC A | MW | After Competition Groups | 16.9608 | 0 | 0 | 361.9664 | 0.046857 | 7 | Residential_2030_SC A_MW_After Competition Groups_7 | Basement Wall Insulation | 4.686% | 0 | 16.9608 | Residential_2030_SC A_MW_After Competition Groups_Basement Wall Insulation
Residential | Res ¦ Energy Star Air Source Heat Pump | 2030 | SC A | MW | After Competition Groups | 16.7559 | 0 | 0 | 361.9664 | 0.046291 | 8 | Residential_2030_SC A_MW_After Competition Groups_8 | Energy Star Air Source Heat Pump | 4.629% | 0 | 16.7559 | Residential_2030_SC A_MW_After Competition Groups_Energy Star Air Source Heat Pump
Residential | Res ¦ Energy Star A Line, PAR, MR Lamps | 2030 | SC A | MW | After Competition Groups | 11.9659 | 0 | 0 | 361.9664 | 0.033058 | 9 | Residential_2030_SC A_MW_After Competition Groups_9 | Energy Star A Line, PAR, MR Lamps | 3.306% | 0 | 11.9659 | Residential_2030_SC A_MW_After Competition Groups_Energy Star A Line, PAR, MR Lamps
Residential | Res ¦ Energy Star Room Air Conditioner | 2030 | SC A | MW | After Competition Groups | 11.8964 | 0 | 0 | 361.9664 | 0.032866 | 10 | Residential_2030_SC A_MW_After Competition Groups_10 | Energy Star Room Air Conditioner | 3.287% | 0 | 11.8964 | Residential_2030_SC A_MW_After Competition Groups_Energy Star Room Air Conditioner
Residential | Res ¦ Energy Star LED Bulbs General Purpose LEDs | 2030 | SC A | MW | After Competition Groups | 8.5035 | 0 | 0 | 361.9664 | 0.023492 | 11 | Residential_2030_SC A_MW_After Competition Groups_11 | Energy Star LED Bulbs General Purpose LEDs | 2.349% | 0 | 8.5035 | Residential_2030_SC A_MW_After Competition Groups_Energy Star LED Bulbs General Purpose LEDs
Residential | Res ¦ High Efficiency Chiller (avg of water and air cooled) | 2030 | SC A | MW | After Competition Groups | 7.8983 | 0 | 0 | 361.9664 | 0.02182 | 12 | Residential_2030_SC A_MW_After Competition Groups_12 | High Efficiency Chiller (avg of water and air cooled) | 2.182% | 0 | 7.8983 | Residential_2030_SC A_MW_After Competition Groups_High Efficiency Chiller (avg of water and air cooled)
Residential | Res ¦ Energy Star Clothes Dryer | 2030 | SC A | MW | After Competition Groups | 6.7221 | 0 | 0 | 361.9664 | 0.018571 | 13 | Residential_2030_SC A_MW_After Competition Groups_13 | Energy Star Clothes Dryer | 1.857% | 0 | 6.7221 | Residential_2030_SC A_MW_After Competition Groups_Energy Star Clothes Dryer
Residential | Res ¦ Home Energy Reports | 2030 | SC A | MW | After Competition Groups | 5.9237 | 0 | 0 | 361.9664 | 0.016365 | 14 | Residential_2030_SC A_MW_After Competition Groups_14 | Home Energy Reports | 1.637% | 0 | 5.9237 | Residential_2030_SC A_MW_After Competition Groups_Home Energy Reports
Residential | Res ¦ Energy Star Torchiere | 2030 | SC A | MW | After Competition Groups | 5.6532 | 0 | 0 | 361.9664 | 0.015618 | 15 | Residential_2030_SC A_MW_After Competition Groups_15 | Energy Star Torchiere | 1.562% | 0 | 5.6532 | Residential_2030_SC A_MW_After Competition Groups_Energy Star Torchiere
Residential | Res ¦ Attic Insulation | 2030 | SC A | MW | After Competition Groups | 5.4218 | 0 | 0 | 361.9664 | 0.014979 | 16 | Residential_2030_SC A_MW_After Competition Groups_16 | Attic Insulation | 1.498% | 0 | 5.4218 | Residential_2030_SC A_MW_After Competition Groups_Attic Insulation
Residential | Res ¦ Occupancy Sensors MF | 2030 | SC A | MW | After Competition Groups | 5.303 | 0 | 0 | 361.9664 | 0.014651 | 17 | Residential_2030_SC A_MW_After Competition Groups_17 | Occupancy Sensors MF | 1.465% | 0 | 5.303 | Residential_2030_SC A_MW_After Competition Groups_Occupancy Sensors MF
Residential | Res ¦ Advanced BAS/Controllers | 2030 | SC A | MW | After Competition Groups | 4.0366 | 0 | 0 | 361.9664 | 0.011152 | 18 | Residential_2030_SC A_MW_After Competition Groups_18 | Advanced BAS/Controllers | 1.115% | 0 | 4.0366 | Residential_2030_SC A_MW_After Competition Groups_Advanced BAS/Controllers
Residential | Res ¦ Refrigerator Recycling | 2030 | SC A | MW | After Competition Groups | 3.4733 | 0 | 0 | 361.9664 | 0.0095955 | 19 | Residential_2030_SC A_MW_After Competition Groups_19 | Refrigerator Recycling | 0.9596% | 0 | 3.4733 | Residential_2030_SC A_MW_After Competition Groups_Refrigerator Recycling
Residential | Res ¦ LED Tube Re-Lamp | 2030 | SC A | MW | After Competition Groups | 3.1664 | 0 | 0 | 361.9664 | 0.0087479 | 20 | Residential_2030_SC A_MW_After Competition Groups_20 | LED Tube Re-Lamp | 0.8748% | 0 | 3.1664 | Residential_2030_SC A_MW_After Competition Groups_LED Tube Re-Lamp
Residential | Res ¦ Energy Star Freezer | 2030 | SC A | MW | After Competition Groups | 2.4508 | 0 | 0 | 361.9664 | 0.0067709 | 21 | Residential_2030_SC A_MW_After Competition Groups_21 | Energy Star Freezer | 0.6771% | 0 | 2.4508 | Residential_2030_SC A_MW_After Competition Groups_Energy Star Freezer
Residential | Res ¦ Minimize Hot and Warm Clothes Wash | 2030 | SC A | MW | After Competition Groups | 2.44 | 0 | 0 | 361.9664 | 0.0067409 | 22 | Residential_2030_SC A_MW_After Competition Groups_22 | Minimize Hot and Warm Clothes Wash | 0.6741% | 0 | 2.44 | Residential_2030_SC A_MW_After Competition Groups_Minimize Hot and Warm Clothes Wash
Residential | Res ¦ Energy Star Light Fixture | 2030 | SC A | MW | After Competition Groups | 2.2032 | 0 | 0 | 361.9664 | 0.0060866 | 23 | Residential_2030_SC A_MW_After Competition Groups_23 | Energy Star Light Fixture | 0.6087% | 0 | 2.2032 | Residential_2030_SC A_MW_After Competition Groups_Energy Star Light Fixture
Residential | Res ¦ Outside Air Economizer | 2030 | SC A | MW | After Competition Groups | 2.1143 | 0 | 0 | 361.9664 | 0.0058412 | 24 | Residential_2030_SC A_MW_After Competition Groups_24 | Outside Air Economizer | 0.5841% | 0 | 2.1143 | Residential_2030_SC A_MW_After Competition Groups_Outside Air Economizer
Residential | Res ¦ Air Sealing | 2030 | SC A | MW | After Competition Groups | 1.9846 | 0 | 0 | 361.9664 | 0.0054829 | 25 | Residential_2030_SC A_MW_After Competition Groups_25 | Air Sealing | 0.5483% | 0 | 1.9846 | Residential_2030_SC A_MW_After Competition Groups_Air Sealing
Residential | Res ¦ ENERGY STAR LED LAMPS (REFLECTOR LAMPs/MR16/PAR 16) | 2030 | SC A | MW | After Competition Groups | 1.9175 | 0 | 0 | 361.9664 | 0.0052974 | 26 | Residential_2030_SC A_MW_After Competition Groups_26 | ENERGY STAR LED LAMPS (REFLECTOR LAMPs/MR16/PAR 16) | 0.5297% | 0 | 1.9175 | Residential_2030_SC A_MW_After Competition Groups_ENERGY STAR LED LAMPS (REFLECTOR LAMPs/MR16/PAR 16)
Residential | Res ¦ Furnace Whistle | 2030 | SC A | MW | After Competition Groups | 1.0463 | 0 | 0 | 361.9664 | 0.0028907 | 27 | Residential_2030_SC A_MW_After Competition Groups_27 | Furnace Whistle | 0.2891% | 0 | 1.0463 | Residential_2030_SC A_MW_After Competition Groups_Furnace Whistle
Residential | Res ¦ Variable Frequency Drive (VFD) | 2030 | SC A | MW | After Competition Groups | 0.86238 | 0 | 0 | 361.9664 | 0.0023825 | 28 | Residential_2030_SC A_MW_After Competition Groups_28 | Variable Frequency Drive (VFD) | 0.2382% | 0 | 0.86238 | Residential_2030_SC A_MW_After Competition Groups_Variable Frequency Drive (VFD)
Residential | Res ¦ Comprehensive Draft Proofing | 2030 | SC A | MW | After Competition Groups | 0.84284 | 0 | 0 | 361.9664 | 0.0023285 | 29 | Residential_2030_SC A_MW_After Competition Groups_29 | Comprehensive Draft Proofing | 0.2329% | 0 | 0.84284 | Residential_2030_SC A_MW_After Competition Groups_Comprehensive Draft Proofing
Residential | Res ¦ LED Parking Lot Fixture | 2030 | SC A | MW | After Competition Groups | 0.79319 | 0 | 0 | 361.9664 | 0.0021913 | 30 | Residential_2030_SC A_MW_After Competition Groups_30 | LED Parking Lot Fixture | 0.2191% | 0 | 0.79319 | Residential_2030_SC A_MW_After Competition Groups_LED Parking Lot Fixture
Residential | Res ¦ CO Sensors for parking garage exhaust fans | 2030 | SC A | MW | After Competition Groups | 0.69354 | 0 | 0 | 361.9664 | 0.001916 | 31 | Residential_2030_SC A_MW_After Competition Groups_31 | CO Sensors for parking garage exhaust fans | 0.1916% | 0 | 0.69354 | Residential_2030_SC A_MW_After Competition Groups_CO Sensors for parking garage exhaust fans
Residential | Res ¦ Energy Star Dehumidifier | 2030 | SC A | MW | After Competition Groups | 0.65025 | 0 | 0 | 361.9664 | 0.0017964 | 32 | Residential_2030_SC A_MW_After Competition Groups_32 | Energy Star Dehumidifier | 0.1796% | 0 | 0.65025 | Residential_2030_SC A_MW_After Competition Groups_Energy Star Dehumidifier
Residential | Res ¦ Demand Control Ventilation | 2030 | SC A | MW | After Competition Groups | 0.56092 | 0 | 0 | 361.9664 | 0.0015497 | 33 | Residential_2030_SC A_MW_After Competition Groups_33 | Demand Control Ventilation | 0.155% | 0 | 0.56092 | Residential_2030_SC A_MW_After Competition Groups_Demand Control Ventilation
Residential | Res ¦ Water Heater Temperature Setback | 2030 | SC A | MW | After Competition Groups | 0.54175 | 0 | 0 | 361.9664 | 0.0014967 | 34 | Residential_2030_SC A_MW_After Competition Groups_34 | Water Heater Temperature Setback | 0.1497% | 0 | 0.54175 | Residential_2030_SC A_MW_After Competition Groups_Water Heater Temperature Setback
Residential | Res ¦ ENERGY STAR LED Lamps (General Service Lamps) | 2030 | SC A | MW | After Competition Groups | 0.42778 | 0 | 0 | 361.9664 | 0.0011818 | 35 | Residential_2030_SC A_MW_After Competition Groups_35 | ENERGY STAR LED Lamps (General Service Lamps) | 0.1182% | 0 | 0.42778 | Residential_2030_SC A_MW_After Competition Groups_ENERGY STAR LED Lamps (General Service Lamps)
Residential | Res ¦ Clothes Drying Racks | 2030 | SC A | MW | After Competition Groups | 0.39178 | 0 | 0 | 361.9664 | 0.0010824 | 36 | Residential_2030_SC A_MW_After Competition Groups_36 | Clothes Drying Racks | 0.1082% | 0 | 0.39178 | Residential_2030_SC A_MW_After Competition Groups_Clothes Drying Racks
Residential | Res ¦ LED Exterior Area Lights - LED Fixture (200W) | 2030 | SC A | MW | After Competition Groups | 0.38989 | 0 | 0 | 361.9664 | 0.0010771 | 37 | Residential_2030_SC A_MW_After Competition Groups_37 | LED Exterior Area Lights - LED Fixture (200W) | 0.1077% | 0 | 0.38989 | Residential_2030_SC A_MW_After Competition Groups_LED Exterior Area Lights - LED Fixture (200W)
Residential | Res ¦ Floor Insulation | 2030 | SC A | MW | After Competition Groups | 0.38798 | 0 | 0 | 361.9664 | 0.0010719 | 38 | Residential_2030_SC A_MW_After Competition Groups_38 | Floor Insulation | 0.1072% | 0 | 0.38798 | Residential_2030_SC A_MW_After Competition Groups_Floor Insulation
Residential | Res ¦ Tankless Water Heater | 2030 | SC A | MW | After Competition Groups | 0.31444 | 0 | 0 | 361.9664 | 0.00086871 | 39 | Residential_2030_SC A_MW_After Competition Groups_39 | Tankless Water Heater | 0.08687% | 0 | 0.31444 | Residential_2030_SC A_MW_After Competition Groups_Tankless Water Heater
Residential | Res ¦ Condensing Make Up Air Unit | 2030 | SC A | MW | After Competition Groups | 0.2618 | 0 | 0 | 361.9664 | 0.00072326 | 40 | Residential_2030_SC A_MW_After Competition Groups_40 | Condensing Make Up Air Unit | 0.07233% | 0 | 0.2618 | Residential_2030_SC A_MW_After Competition Groups_Condensing Make Up Air Unit
Residential | Res ¦ VFD on Pumps | 2030 | SC A | MW | After Competition Groups | 0.24732 | 0 | 0 | 361.9664 | 0.00068328 | 41 | Residential_2030_SC A_MW_After Competition Groups_41 | VFD on Pumps | 0.06833% | 0 | 0.24732 | Residential_2030_SC A_MW_After Competition Groups_VFD on Pumps
Residential | Res ¦ Duct Insulation | 2030 | SC A | MW | After Competition Groups | 0.22746 | 0 | 0 | 361.9664 | 0.00062841 | 42 | Residential_2030_SC A_MW_After Competition Groups_42 | Duct Insulation | 0.06284% | 0 | 0.22746 | Residential_2030_SC A_MW_After Competition Groups_Duct Insulation
Residential | Res ¦ ECM MOTORS FOR HVAC APPLICATION (FAN-POWERED VAV BOX) | 2030 | SC A | MW | After Competition Groups | 0.14651 | 0 | 0 | 361.9664 | 0.00040476 | 43 | Residential_2030_SC A_MW_After Competition Groups_43 | ECM MOTORS FOR HVAC APPLICATION (FAN-POWERED VAV BOX) | 0.04048% | 0 | 0.14651 | Residential_2030_SC A_MW_After Competition Groups_ECM MOTORS FOR HVAC APPLICATION (FAN-POWERED VAV BOX)
Residential | Res ¦ Duct Insulation MF | 2030 | SC A | MW | After Competition Groups | 0.13357 | 0 | 0 | 361.9664 | 0.00036901 | 44 | Residential_2030_SC A_MW_After Competition Groups_44 | Duct Insulation MF | 0.0369% | 0 | 0.13357 | Residential_2030_SC A_MW_After Competition Groups_Duct Insulation MF
Residential | Res ¦ Heat Recovery Ventilator | 2030 | SC A | MW | After Competition Groups | 0.12591 | 0 | 0 | 361.9664 | 0.00034786 | 45 | Residential_2030_SC A_MW_After Competition Groups_45 | Heat Recovery Ventilator | 0.03479% | 0 | 0.12591 | Residential_2030_SC A_MW_After Competition Groups_Heat Recovery Ventilator
Residential | Res ¦ Chilled Water Optimization | 2030 | SC A | MW | After Competition Groups | 0.10245 | 0 | 0 | 361.9664 | 0.00028303 | 46 | Residential_2030_SC A_MW_After Competition Groups_46 | Chilled Water Optimization | 0.0283% | 0 | 0.10245 | Residential_2030_SC A_MW_After Competition Groups_Chilled Water Optimization
Residential | Res ¦ Beverage Vending Machine Controls | 2030 | SC A | MW | After Competition Groups | 0.085889 | 0 | 0 | 361.9664 | 0.00023728 | 47 | Residential_2030_SC A_MW_After Competition Groups_47 | Beverage Vending Machine Controls | 0.02373% | 0 | 0.085889 | Residential_2030_SC A_MW_After Competition Groups_Beverage Vending Machine Controls
Residential | Res ¦ LED High Bay Fixture | 2030 | SC A | MW | After Competition Groups | 0.012019 | 0 | 0 | 361.9664 | 3.3204e-05 | 48 | Residential_2030_SC A_MW_After Competition Groups_48 | LED High Bay Fixture | 0.00332% | 0 | 0.012019 | Residential_2030_SC A_MW_After Competition Groups_LED High Bay Fixture
Residential | Res ¦ Wall Insulation MF | 2030 | SC A | MW | After Competition Groups | 0.0027382 | 0 | 0 | 361.9664 | 7.5649e-06 | 49 | Residential_2030_SC A_MW_After Competition Groups_49 | Wall Insulation MF | 0.0007565% | 0 | 0.0027382 | Residential_2030_SC A_MW_After Competition Groups_Wall Insulation MF
Residential | Res ¦ Wall Insulation | 2030 | SC A | MW | After Competition Groups | 0.0017828 | 0 | 0 | 361.9664 | 4.9254e-06 | 50 | Residential_2030_SC A_MW_After Competition Groups_50 | Wall Insulation | 0.0004925% | 0 | 0.0017828 | Residential_2030_SC A_MW_After Competition Groups_Wall Insulation
Residential | Res ¦ Freezer Recycling | 2030 | SC A | MW | After Competition Groups | 0.00040165 | 0 | 0 | 361.9664 | 1.1096e-06 | 51 | Residential_2030_SC A_MW_After Competition Groups_51 | Freezer Recycling | 0.000111% | 0 | 0.00040165 | Residential_2030_SC A_MW_After Competition Groups_Freezer Recycling
Residential | Res ¦ LED Downlight | 2030 | SC A | MW | After Competition Groups | 0 | 0 | 0 | 361.9664 | 0 | 52 | Residential_2030_SC A_MW_After Competition Groups_52 | LED Downlight | 0% | 0 | 0 | Residential_2030_SC A_MW_After Competition Groups_LED Downlight
Residential | Res ¦ Smart Burners | 2030 | SC A | MW | After Competition Groups | 0 | 0 | 0 | 361.9664 | 0 | 53 | Residential_2030_SC A_MW_After Competition Groups_53 | Smart Burners | 0% | 0 | 0 | Residential_2030_SC A_MW_After Competition Groups_Smart Burners
Residential | Res ¦ Smart Power Bar | 2030 | SC A | MW | After Competition Groups | 0 | 0 | 0 | 361.9664 | 0 | 54 | Residential_2030_SC A_MW_After Competition Groups_54 | Smart Power Bar | 0% | 0 | 0 | Residential_2030_SC A_MW_After Competition Groups_Smart Power Bar
Residential | Res ¦ Ductless Mini-Split Heat Pump | 2030 | SC B | MW | After Competition Groups | 91.9857 | 0 | 0 | 616.7474 | 0.14915 | 1 | Residential_2030_SC B_MW_After Competition Groups_1 | Ductless Mini-Split Heat Pump | 14.91% | 0 | 91.9857 | Residential_2030_SC B_MW_After Competition Groups_Ductless Mini-Split Heat Pump
Residential | Res ¦ Building Recommissioning, Operations and Maintenance (O&M) Improvements | 2030 | SC B | MW | After Competition Groups | 78.1692 | 0 | 0 | 616.7474 | 0.12674 | 2 | Residential_2030_SC B_MW_After Competition Groups_2 | Building Recommissioning, Operations and Maintenance (O&M) Improvements | 12.67% | 0 | 78.1692 | Residential_2030_SC B_MW_After Competition Groups_Building Recommissioning, Operations and Maintenance (O&M) Improvements
Residential | Res ¦ Energy Star Clothes Washer | 2030 | SC B | MW | After Competition Groups | 61.0238 | 0 | 0 | 616.7474 | 0.098945 | 3 | Residential_2030_SC B_MW_After Competition Groups_3 | Energy Star Clothes Washer | 9.894% | 0 | 61.0238 | Residential_2030_SC B_MW_After Competition Groups_Energy Star Clothes Washer
Residential | Res ¦ Adaptive Thermostat | 2030 | SC B | MW | After Competition Groups | 60.9475 | 0 | 0 | 616.7474 | 0.098821 | 4 | Residential_2030_SC B_MW_After Competition Groups_4 | Adaptive Thermostat | 9.882% | 0 | 60.9475 | Residential_2030_SC B_MW_After Competition Groups_Adaptive Thermostat
Residential | Res ¦ Variable Speed Pool Pump Motor | 2030 | SC B | MW | After Competition Groups | 55.8333 | 0 | 0 | 616.7474 | 0.090529 | 5 | Residential_2030_SC B_MW_After Competition Groups_5 | Variable Speed Pool Pump Motor | 9.053% | 0 | 55.8333 | Residential_2030_SC B_MW_After Competition Groups_Variable Speed Pool Pump Motor
Residential | Res ¦ Energy Star Air Source Heat Pump | 2030 | SC B | MW | After Competition Groups | 26.6315 | 0 | 0 | 616.7474 | 0.043181 | 6 | Residential_2030_SC B_MW_After Competition Groups_6 | Energy Star Air Source Heat Pump | 4.318% | 0 | 26.6315 | Residential_2030_SC B_MW_After Competition Groups_Energy Star Air Source Heat Pump
Residential | Res ¦ Energy Star Room Air Conditioner | 2030 | SC B | MW | After Competition Groups | 23.2638 | 0 | 0 | 616.7474 | 0.03772 | 7 | Residential_2030_SC B_MW_After Competition Groups_7 | Energy Star Room Air Conditioner | 3.772% | 0 | 23.2638 | Residential_2030_SC B_MW_After Competition Groups_Energy Star Room Air Conditioner
Residential | Res ¦ Energy Star LED Bulbs General Purpose LEDs | 2030 | SC B | MW | After Competition Groups | 17.6868 | 0 | 0 | 616.7474 | 0.028678 | 8 | Residential_2030_SC B_MW_After Competition Groups_8 | Energy Star LED Bulbs General Purpose LEDs | 2.868% | 0 | 17.6868 | Residential_2030_SC B_MW_After Competition Groups_Energy Star LED Bulbs General Purpose LEDs
Residential | Res ¦ Energy Star A Line, PAR, MR Lamps | 2030 | SC B | MW | After Competition Groups | 17.3637 | 0 | 0 | 616.7474 | 0.028154 | 9 | Residential_2030_SC B_MW_After Competition Groups_9 | Energy Star A Line, PAR, MR Lamps | 2.815% | 0 | 17.3637 | Residential_2030_SC B_MW_After Competition Groups_Energy Star A Line, PAR, MR Lamps
Residential | Res ¦ Basement Wall Insulation | 2030 | SC B | MW | After Competition Groups | 17.2789 | 0 | 0 | 616.7474 | 0.028016 | 10 | Residential_2030_SC B_MW_After Competition Groups_10 | Basement Wall Insulation | 2.802% | 0 | 17.2789 | Residential_2030_SC B_MW_After Competition Groups_Basement Wall Insulation
Residential | Res ¦ Energy Star LED Specialty Bulbs | 2030 | SC B | MW | After Competition Groups | 16.0256 | 0 | 0 | 616.7474 | 0.025984 | 11 | Residential_2030_SC B_MW_After Competition Groups_11 | Energy Star LED Specialty Bulbs | 2.598% | 0 | 16.0256 | Residential_2030_SC B_MW_After Competition Groups_Energy Star LED Specialty Bulbs
Residential | Res ¦ Attic Insulation | 2030 | SC B | MW | After Competition Groups | 13.3271 | 0 | 0 | 616.7474 | 0.021609 | 12 | Residential_2030_SC B_MW_After Competition Groups_12 | Attic Insulation | 2.161% | 0 | 13.3271 | Residential_2030_SC B_MW_After Competition Groups_Attic Insulation
Residential | Res ¦ Energy Star Clothes Dryer | 2030 | SC B | MW | After Competition Groups | 12.1939 | 0 | 0 | 616.7474 | 0.019771 | 13 | Residential_2030_SC B_MW_After Competition Groups_13 | Energy Star Clothes Dryer | 1.977% | 0 | 12.1939 | Residential_2030_SC B_MW_After Competition Groups_Energy Star Clothes Dryer
Residential | Res ¦ Advanced BAS/Controllers | 2030 | SC B | MW | After Competition Groups | 11.4403 | 0 | 0 | 616.7474 | 0.018549 | 14 | Residential_2030_SC B_MW_After Competition Groups_14 | Advanced BAS/Controllers | 1.855% | 0 | 11.4403 | Residential_2030_SC B_MW_After Competition Groups_Advanced BAS/Controllers
Residential | Res ¦ Clothes Drying Racks | 2030 | SC B | MW | After Competition Groups | 10.5848 | 0 | 0 | 616.7474 | 0.017162 | 15 | Residential_2030_SC B_MW_After Competition Groups_15 | Clothes Drying Racks | 1.716% | 0 | 10.5848 | Residential_2030_SC B_MW_After Competition Groups_Clothes Drying Racks
Residential | Res ¦ Occupancy Sensors MF | 2030 | SC B | MW | After Competition Groups | 10.1681 | 0 | 0 | 616.7474 | 0.016487 | 16 | Residential_2030_SC B_MW_After Competition Groups_16 | Occupancy Sensors MF | 1.649% | 0 | 10.1681 | Residential_2030_SC B_MW_After Competition Groups_Occupancy Sensors MF
Residential | Res ¦ Refrigerator Recycling | 2030 | SC B | MW | After Competition Groups | 8.9717 | 0 | 0 | 616.7474 | 0.014547 | 17 | Residential_2030_SC B_MW_After Competition Groups_17 | Refrigerator Recycling | 1.455% | 0 | 8.9717 | Residential_2030_SC B_MW_After Competition Groups_Refrigerator Recycling
Residential | Res ¦ Freezer Recycling | 2030 | SC B | MW | After Competition Groups | 8.3474 | 0 | 0 | 616.7474 | 0.013534 | 18 | Residential_2030_SC B_MW_After Competition Groups_18 | Freezer Recycling | 1.353% | 0 | 8.3474 | Residential_2030_SC B_MW_After Competition Groups_Freezer Recycling
Residential | Res ¦ Energy Star Torchiere | 2030 | SC B | MW | After Competition Groups | 8.3056 | 0 | 0 | 616.7474 | 0.013467 | 19 | Residential_2030_SC B_MW_After Competition Groups_19 | Energy Star Torchiere | 1.347% | 0 | 8.3056 | Residential_2030_SC B_MW_After Competition Groups_Energy Star Torchiere
Residential | Res ¦ High Efficiency Chiller (avg of water and air cooled) | 2030 | SC B | MW | After Competition Groups | 8.1205 | 0 | 0 | 616.7474 | 0.013167 | 20 | Residential_2030_SC B_MW_After Competition Groups_20 | High Efficiency Chiller (avg of water and air cooled) | 1.317% | 0 | 8.1205 | Residential_2030_SC B_MW_After Competition Groups_High Efficiency Chiller (avg of water and air cooled)
Residential | Res ¦ Energy Star Dehumidifier | 2030 | SC B | MW | After Competition Groups | 6.3466 | 0 | 0 | 616.7474 | 0.01029 | 21 | Residential_2030_SC B_MW_After Competition Groups_21 | Energy Star Dehumidifier | 1.029% | 0 | 6.3466 | Residential_2030_SC B_MW_After Competition Groups_Energy Star Dehumidifier
Residential | Res ¦ Home Energy Reports | 2030 | SC B | MW | After Competition Groups | 5.9237 | 0 | 0 | 616.7474 | 0.0096047 | 22 | Residential_2030_SC B_MW_After Competition Groups_22 | Home Energy Reports | 0.9605% | 0 | 5.9237 | Residential_2030_SC B_MW_After Competition Groups_Home Energy Reports
Residential | Res ¦ Energy Star Freezer | 2030 | SC B | MW | After Competition Groups | 5.3195 | 0 | 0 | 616.7474 | 0.008625 | 23 | Residential_2030_SC B_MW_After Competition Groups_23 | Energy Star Freezer | 0.8625% | 0 | 5.3195 | Residential_2030_SC B_MW_After Competition Groups_Energy Star Freezer
Residential | Res ¦ Air Sealing | 2030 | SC B | MW | After Competition Groups | 3.6752 | 0 | 0 | 616.7474 | 0.005959 | 24 | Residential_2030_SC B_MW_After Competition Groups_24 | Air Sealing | 0.5959% | 0 | 3.6752 | Residential_2030_SC B_MW_After Competition Groups_Air Sealing
Residential | Res ¦ Floor Insulation | 2030 | SC B | MW | After Competition Groups | 3.4914 | 0 | 0 | 616.7474 | 0.0056609 | 25 | Residential_2030_SC B_MW_After Competition Groups_25 | Floor Insulation | 0.5661% | 0 | 3.4914 | Residential_2030_SC B_MW_After Competition Groups_Floor Insulation
Residential | Res ¦ Duct Insulation | 2030 | SC B | MW | After Competition Groups | 3.174 | 0 | 0 | 616.7474 | 0.0051463 | 26 | Residential_2030_SC B_MW_After Competition Groups_26 | Duct Insulation | 0.5146% | 0 | 3.174 | Residential_2030_SC B_MW_After Competition Groups_Duct Insulation
Residential | Res ¦ LED Tube Re-Lamp | 2030 | SC B | MW | After Competition Groups | 3.1664 | 0 | 0 | 616.7474 | 0.0051341 | 27 | Residential_2030_SC B_MW_After Competition Groups_27 | LED Tube Re-Lamp | 0.5134% | 0 | 3.1664 | Residential_2030_SC B_MW_After Competition Groups_LED Tube Re-Lamp
Residential | Res ¦ Energy Star Light Fixture | 2030 | SC B | MW | After Competition Groups | 3.1523 | 0 | 0 | 616.7474 | 0.0051112 | 28 | Residential_2030_SC B_MW_After Competition Groups_28 | Energy Star Light Fixture | 0.5111% | 0 | 3.1523 | Residential_2030_SC B_MW_After Competition Groups_Energy Star Light Fixture
Residential | Res ¦ Outside Air Economizer | 2030 | SC B | MW | After Competition Groups | 3.1006 | 0 | 0 | 616.7474 | 0.0050273 | 29 | Residential_2030_SC B_MW_After Competition Groups_29 | Outside Air Economizer | 0.5027% | 0 | 3.1006 | Residential_2030_SC B_MW_After Competition Groups_Outside Air Economizer
Residential | Res ¦ Minimize Hot and Warm Clothes Wash | 2030 | SC B | MW | After Competition Groups | 2.44 | 0 | 0 | 616.7474 | 0.0039562 | 30 | Residential_2030_SC B_MW_After Competition Groups_30 | Minimize Hot and Warm Clothes Wash | 0.3956% | 0 | 2.44 | Residential_2030_SC B_MW_After Competition Groups_Minimize Hot and Warm Clothes Wash
Residential | Res ¦ Demand Control Ventilation | 2030 | SC B | MW | After Competition Groups | 2.0105 | 0 | 0 | 616.7474 | 0.0032599 | 31 | Residential_2030_SC B_MW_After Competition Groups_31 | Demand Control Ventilation | 0.326% | 0 | 2.0105 | Residential_2030_SC B_MW_After Competition Groups_Demand Control Ventilation
Residential | Res ¦ Furnace Whistle | 2030 | SC B | MW | After Competition Groups | 1.9322 | 0 | 0 | 616.7474 | 0.0031329 | 32 | Residential_2030_SC B_MW_After Competition Groups_32 | Furnace Whistle | 0.3133% | 0 | 1.9322 | Residential_2030_SC B_MW_After Competition Groups_Furnace Whistle
Residential | Res ¦ ENERGY STAR LED LAMPS (REFLECTOR LAMPs/MR16/PAR 16) | 2030 | SC B | MW | After Competition Groups | 1.9175 | 0 | 0 | 616.7474 | 0.003109 | 33 | Residential_2030_SC B_MW_After Competition Groups_33 | ENERGY STAR LED LAMPS (REFLECTOR LAMPs/MR16/PAR 16) | 0.3109% | 0 | 1.9175 | Residential_2030_SC B_MW_After Competition Groups_ENERGY STAR LED LAMPS (REFLECTOR LAMPs/MR16/PAR 16)
Residential | Res ¦ CO Sensors for parking garage exhaust fans | 2030 | SC B | MW | After Competition Groups | 1.6468 | 0 | 0 | 616.7474 | 0.0026701 | 34 | Residential_2030_SC B_MW_After Competition Groups_34 | CO Sensors for parking garage exhaust fans | 0.267% | 0 | 1.6468 | Residential_2030_SC B_MW_After Competition Groups_CO Sensors for parking garage exhaust fans
Residential | Res ¦ Comprehensive Draft Proofing | 2030 | SC B | MW | After Competition Groups | 1.6419 | 0 | 0 | 616.7474 | 0.0026622 | 35 | Residential_2030_SC B_MW_After Competition Groups_35 | Comprehensive Draft Proofing | 0.2662% | 0 | 1.6419 | Residential_2030_SC B_MW_After Competition Groups_Comprehensive Draft Proofing
Residential | Res ¦ Variable Frequency Drive (VFD) | 2030 | SC B | MW | After Competition Groups | 1.5925 | 0 | 0 | 616.7474 | 0.0025821 | 36 | Residential_2030_SC B_MW_After Competition Groups_36 | Variable Frequency Drive (VFD) | 0.2582% | 0 | 1.5925 | Residential_2030_SC B_MW_After Competition Groups_Variable Frequency Drive (VFD)
Residential | Res ¦ Heat Recovery Ventilator | 2030 | SC B | MW | After Competition Groups | 1.5165 | 0 | 0 | 616.7474 | 0.0024589 | 37 | Residential_2030_SC B_MW_After Competition Groups_37 | Heat Recovery Ventilator | 0.2459% | 0 | 1.5165 | Residential_2030_SC B_MW_After Competition Groups_Heat Recovery Ventilator
Residential | Res ¦ Duct Insulation MF | 2030 | SC B | MW | After Competition Groups | 1.3464 | 0 | 0 | 616.7474 | 0.0021831 | 38 | Residential_2030_SC B_MW_After Competition Groups_38 | Duct Insulation MF | 0.2183% | 0 | 1.3464 | Residential_2030_SC B_MW_After Competition Groups_Duct Insulation MF
Residential | Res ¦ Water Heater Temperature Setback | 2030 | SC B | MW | After Competition Groups | 1.0072 | 0 | 0 | 616.7474 | 0.001633 | 39 | Residential_2030_SC B_MW_After Competition Groups_39 | Water Heater Temperature Setback | 0.1633% | 0 | 1.0072 | Residential_2030_SC B_MW_After Competition Groups_Water Heater Temperature Setback
Residential | Res ¦ Condensing Make Up Air Unit | 2030 | SC B | MW | After Competition Groups | 0.97463 | 0 | 0 | 616.7474 | 0.0015803 | 40 | Residential_2030_SC B_MW_After Competition Groups_40 | Condensing Make Up Air Unit | 0.158% | 0 | 0.97463 | Residential_2030_SC B_MW_After Competition Groups_Condensing Make Up Air Unit
Residential | Res ¦ Tankless Water Heater | 2030 | SC B | MW | After Competition Groups | 0.86679 | 0 | 0 | 616.7474 | 0.0014054 | 41 | Residential_2030_SC B_MW_After Competition Groups_41 | Tankless Water Heater | 0.1405% | 0 | 0.86679 | Residential_2030_SC B_MW_After Competition Groups_Tankless Water Heater
Residential | Res ¦ LED Parking Lot Fixture | 2030 | SC B | MW | After Competition Groups | 0.864 | 0 | 0 | 616.7474 | 0.0014009 | 42 | Residential_2030_SC B_MW_After Competition Groups_42 | LED Parking Lot Fixture | 0.1401% | 0 | 0.864 | Residential_2030_SC B_MW_After Competition Groups_LED Parking Lot Fixture
Residential | Res ¦ VFD on Pumps | 2030 | SC B | MW | After Competition Groups | 0.4897 | 0 | 0 | 616.7474 | 0.000794 | 43 | Residential_2030_SC B_MW_After Competition Groups_43 | VFD on Pumps | 0.0794% | 0 | 0.4897 | Residential_2030_SC B_MW_After Competition Groups_VFD on Pumps
Residential | Res ¦ ENERGY STAR LED Lamps (General Service Lamps) | 2030 | SC B | MW | After Competition Groups | 0.42778 | 0 | 0 | 616.7474 | 0.00069361 | 44 | Residential_2030_SC B_MW_After Competition Groups_44 | ENERGY STAR LED Lamps (General Service Lamps) | 0.06936% | 0 | 0.42778 | Residential_2030_SC B_MW_After Competition Groups_ENERGY STAR LED Lamps (General Service Lamps)
Residential | Res ¦ LED Exterior Area Lights - LED Fixture (200W) | 2030 | SC B | MW | After Competition Groups | 0.38989 | 0 | 0 | 616.7474 | 0.00063216 | 45 | Residential_2030_SC B_MW_After Competition Groups_45 | LED Exterior Area Lights - LED Fixture (200W) | 0.06322% | 0 | 0.38989 | Residential_2030_SC B_MW_After Competition Groups_LED Exterior Area Lights - LED Fixture (200W)
Residential | Res ¦ ECM MOTORS FOR HVAC APPLICATION (FAN-POWERED VAV BOX) | 2030 | SC B | MW | After Competition Groups | 0.26748 | 0 | 0 | 616.7474 | 0.00043369 | 46 | Residential_2030_SC B_MW_After Competition Groups_46 | ECM MOTORS FOR HVAC APPLICATION (FAN-POWERED VAV BOX) | 0.04337% | 0 | 0.26748 | Residential_2030_SC B_MW_After Competition Groups_ECM MOTORS FOR HVAC APPLICATION (FAN-POWERED VAV BOX)
Residential | Res ¦ Beverage Vending Machine Controls | 2030 | SC B | MW | After Competition Groups | 0.17983 | 0 | 0 | 616.7474 | 0.00029157 | 47 | Residential_2030_SC B_MW_After Competition Groups_47 | Beverage Vending Machine Controls | 0.02916% | 0 | 0.17983 | Residential_2030_SC B_MW_After Competition Groups_Beverage Vending Machine Controls
Residential | Res ¦ Chilled Water Optimization | 2030 | SC B | MW | After Competition Groups | 0.14003 | 0 | 0 | 616.7474 | 0.00022705 | 48 | Residential_2030_SC B_MW_After Competition Groups_48 | Chilled Water Optimization | 0.02271% | 0 | 0.14003 | Residential_2030_SC B_MW_After Competition Groups_Chilled Water Optimization
Residential | Res ¦ Wall Insulation | 2030 | SC B | MW | After Competition Groups | 0.05018 | 0 | 0 | 616.7474 | 8.1362e-05 | 49 | Residential_2030_SC B_MW_After Competition Groups_49 | Wall Insulation | 0.008136% | 0 | 0.05018 | Residential_2030_SC B_MW_After Competition Groups_Wall Insulation
Residential | Res ¦ LED High Bay Fixture | 2030 | SC B | MW | After Competition Groups | 0.023623 | 0 | 0 | 616.7474 | 3.8303e-05 | 50 | Residential_2030_SC B_MW_After Competition Groups_50 | LED High Bay Fixture | 0.00383% | 0 | 0.023623 | Residential_2030_SC B_MW_After Competition Groups_LED High Bay Fixture
Residential | Res ¦ Wall Insulation MF | 2030 | SC B | MW | After Competition Groups | 0.0030437 | 0 | 0 | 616.7474 | 4.9351e-06 | 51 | Residential_2030_SC B_MW_After Competition Groups_51 | Wall Insulation MF | 0.0004935% | 0 | 0.0030437 | Residential_2030_SC B_MW_After Competition Groups_Wall Insulation MF
Residential | Res ¦ LED Downlight | 2030 | SC B | MW | After Competition Groups | 0 | 0 | 0 | 616.7474 | 0 | 52 | Residential_2030_SC B_MW_After Competition Groups_52 | LED Downlight | 0% | 0 | 0 | Residential_2030_SC B_MW_After Competition Groups_LED Downlight
Residential | Res ¦ Smart Burners | 2030 | SC B | MW | After Competition Groups | 0 | 0 | 0 | 616.7474 | 0 | 53 | Residential_2030_SC B_MW_After Competition Groups_53 | Smart Burners | 0% | 0 | 0 | Residential_2030_SC B_MW_After Competition Groups_Smart Burners
Residential | Res ¦ Smart Power Bar | 2030 | SC B | MW | After Competition Groups | 0 | 0 | 0 | 616.7474 | 0 | 54 | Residential_2030_SC B_MW_After Competition Groups_54 | Smart Power Bar | 0% | 0 | 0 | Residential_2030_SC B_MW_After Competition Groups_Smart Power Bar
Residential | Res ¦ Ductless Mini-Split Heat Pump | 2030 | SC C | MW | After Competition Groups | 70.7838 | 0 | 0 | 439.168 | 0.16118 | 1 | Residential_2030_SC C_MW_After Competition Groups_1 | Ductless Mini-Split Heat Pump | 16.12% | 0 | 70.7838 | Residential_2030_SC C_MW_After Competition Groups_Ductless Mini-Split Heat Pump
Residential | Res ¦ Energy Star Clothes Washer | 2030 | SC C | MW | After Competition Groups | 54.3476 | 0 | 0 | 439.168 | 0.12375 | 2 | Residential_2030_SC C_MW_After Competition Groups_2 | Energy Star Clothes Washer | 12.38% | 0 | 54.3476 | Residential_2030_SC C_MW_After Competition Groups_Energy Star Clothes Washer
Residential | Res ¦ Building Recommissioning, Operations and Maintenance (O&M) Improvements | 2030 | SC C | MW | After Competition Groups | 42.3303 | 0 | 0 | 439.168 | 0.096388 | 3 | Residential_2030_SC C_MW_After Competition Groups_3 | Building Recommissioning, Operations and Maintenance (O&M) Improvements | 9.639% | 0 | 42.3303 | Residential_2030_SC C_MW_After Competition Groups_Building Recommissioning, Operations and Maintenance (O&M) Improvements
Residential | Res ¦ Adaptive Thermostat | 2030 | SC C | MW | After Competition Groups | 41.8666 | 0 | 0 | 439.168 | 0.095332 | 4 | Residential_2030_SC C_MW_After Competition Groups_4 | Adaptive Thermostat | 9.533% | 0 | 41.8666 | Residential_2030_SC C_MW_After Competition Groups_Adaptive Thermostat
Residential | Res ¦ Variable Speed Pool Pump Motor | 2030 | SC C | MW | After Competition Groups | 30.2361 | 0 | 0 | 439.168 | 0.068849 | 5 | Residential_2030_SC C_MW_After Competition Groups_5 | Variable Speed Pool Pump Motor | 6.885% | 0 | 30.2361 | Residential_2030_SC C_MW_After Competition Groups_Variable Speed Pool Pump Motor
Residential | Res ¦ Energy Star LED Specialty Bulbs | 2030 | SC C | MW | After Competition Groups | 27.8384 | 0 | 0 | 439.168 | 0.063389 | 6 | Residential_2030_SC C_MW_After Competition Groups_6 | Energy Star LED Specialty Bulbs | 6.339% | 0 | 27.8384 | Residential_2030_SC C_MW_After Competition Groups_Energy Star LED Specialty Bulbs
Residential | Res ¦ Energy Star Room Air Conditioner | 2030 | SC C | MW | After Competition Groups | 18.6581 | 0 | 0 | 439.168 | 0.042485 | 7 | Residential_2030_SC C_MW_After Competition Groups_7 | Energy Star Room Air Conditioner | 4.249% | 0 | 18.6581 | Residential_2030_SC C_MW_After Competition Groups_Energy Star Room Air Conditioner
Residential | Res ¦ Basement Wall Insulation | 2030 | SC C | MW | After Competition Groups | 17.2815 | 0 | 0 | 439.168 | 0.03935 | 8 | Residential_2030_SC C_MW_After Competition Groups_8 | Basement Wall Insulation | 3.935% | 0 | 17.2815 | Residential_2030_SC C_MW_After Competition Groups_Basement Wall Insulation
Residential | Res ¦ Energy Star Air Source Heat Pump | 2030 | SC C | MW | After Competition Groups | 16.7559 | 0 | 0 | 439.168 | 0.038154 | 9 | Residential_2030_SC C_MW_After Competition Groups_9 | Energy Star Air Source Heat Pump | 3.815% | 0 | 16.7559 | Residential_2030_SC C_MW_After Competition Groups_Energy Star Air Source Heat Pump
Residential | Res ¦ Attic Insulation | 2030 | SC C | MW | After Competition Groups | 13.014 | 0 | 0 | 439.168 | 0.029633 | 10 | Residential_2030_SC C_MW_After Competition Groups_10 | Attic Insulation | 2.963% | 0 | 13.014 | Residential_2030_SC C_MW_After Competition Groups_Attic Insulation
Residential | Res ¦ Energy Star Clothes Dryer | 2030 | SC C | MW | After Competition Groups | 12.198 | 0 | 0 | 439.168 | 0.027775 | 11 | Residential_2030_SC C_MW_After Competition Groups_11 | Energy Star Clothes Dryer | 2.778% | 0 | 12.198 | Residential_2030_SC C_MW_After Competition Groups_Energy Star Clothes Dryer
Residential | Res ¦ Energy Star A Line, PAR, MR Lamps | 2030 | SC C | MW | After Competition Groups | 11.9659 | 0 | 0 | 439.168 | 0.027247 | 12 | Residential_2030_SC C_MW_After Competition Groups_12 | Energy Star A Line, PAR, MR Lamps | 2.725% | 0 | 11.9659 | Residential_2030_SC C_MW_After Competition Groups_Energy Star A Line, PAR, MR Lamps
Residential | Res ¦ Energy Star LED Bulbs General Purpose LEDs | 2030 | SC C | MW | After Competition Groups | 8.5035 | 0 | 0 | 439.168 | 0.019363 | 13 | Residential_2030_SC C_MW_After Competition Groups_13 | Energy Star LED Bulbs General Purpose LEDs | 1.936% | 0 | 8.5035 | Residential_2030_SC C_MW_After Competition Groups_Energy Star LED Bulbs General Purpose LEDs
Residential | Res ¦ High Efficiency Chiller (avg of water and air cooled) | 2030 | SC C | MW | After Competition Groups | 7.8983 | 0 | 0 | 439.168 | 0.017985 | 14 | Residential_2030_SC C_MW_After Competition Groups_14 | High Efficiency Chiller (avg of water and air cooled) | 1.798% | 0 | 7.8983 | Residential_2030_SC C_MW_After Competition Groups_High Efficiency Chiller (avg of water and air cooled)
Residential | Res ¦ Advanced BAS/Controllers | 2030 | SC C | MW | After Competition Groups | 6.1955 | 0 | 0 | 439.168 | 0.014107 | 15 | Residential_2030_SC C_MW_After Competition Groups_15 | Advanced BAS/Controllers | 1.411% | 0 | 6.1955 | Residential_2030_SC C_MW_After Competition Groups_Advanced BAS/Controllers
Residential | Res ¦ Home Energy Reports | 2030 | SC C | MW | After Competition Groups | 5.9237 | 0 | 0 | 439.168 | 0.013488 | 16 | Residential_2030_SC C_MW_After Competition Groups_16 | Home Energy Reports | 1.349% | 0 | 5.9237 | Residential_2030_SC C_MW_After Competition Groups_Home Energy Reports
Residential | Res ¦ Energy Star Torchiere | 2030 | SC C | MW | After Competition Groups | 5.6532 | 0 | 0 | 439.168 | 0.012872 | 17 | Residential_2030_SC C_MW_After Competition Groups_17 | Energy Star Torchiere | 1.287% | 0 | 5.6532 | Residential_2030_SC C_MW_After Competition Groups_Energy Star Torchiere
Residential | Res ¦ Occupancy Sensors MF | 2030 | SC C | MW | After Competition Groups | 5.303 | 0 | 0 | 439.168 | 0.012075 | 18 | Residential_2030_SC C_MW_After Competition Groups_18 | Occupancy Sensors MF | 1.208% | 0 | 5.303 | Residential_2030_SC C_MW_After Competition Groups_Occupancy Sensors MF
Residential | Res ¦ Refrigerator Recycling | 2030 | SC C | MW | After Competition Groups | 4.8586 | 0 | 0 | 439.168 | 0.011063 | 19 | Residential_2030_SC C_MW_After Competition Groups_19 | Refrigerator Recycling | 1.106% | 0 | 4.8586 | Residential_2030_SC C_MW_After Competition Groups_Refrigerator Recycling
Residential | Res ¦ Energy Star Freezer | 2030 | SC C | MW | After Competition Groups | 4.2665 | 0 | 0 | 439.168 | 0.009715 | 20 | Residential_2030_SC C_MW_After Competition Groups_20 | Energy Star Freezer | 0.9715% | 0 | 4.2665 | Residential_2030_SC C_MW_After Competition Groups_Energy Star Freezer
Residential | Res ¦ Air Sealing | 2030 | SC C | MW | After Competition Groups | 3.353 | 0 | 0 | 439.168 | 0.0076349 | 21 | Residential_2030_SC C_MW_After Competition Groups_21 | Air Sealing | 0.7635% | 0 | 3.353 | Residential_2030_SC C_MW_After Competition Groups_Air Sealing
Residential | Res ¦ LED Tube Re-Lamp | 2030 | SC C | MW | After Competition Groups | 3.1664 | 0 | 0 | 439.168 | 0.0072101 | 22 | Residential_2030_SC C_MW_After Competition Groups_22 | LED Tube Re-Lamp | 0.721% | 0 | 3.1664 | Residential_2030_SC C_MW_After Competition Groups_LED Tube Re-Lamp
Residential | Res ¦ Energy Star Dehumidifier | 2030 | SC C | MW | After Competition Groups | 2.9191 | 0 | 0 | 439.168 | 0.0066469 | 23 | Residential_2030_SC C_MW_After Competition Groups_23 | Energy Star Dehumidifier | 0.6647% | 0 | 2.9191 | Residential_2030_SC C_MW_After Competition Groups_Energy Star Dehumidifier
Residential | Res ¦ Energy Star Light Fixture | 2030 | SC C | MW | After Competition Groups | 2.8995 | 0 | 0 | 439.168 | 0.0066023 | 24 | Residential_2030_SC C_MW_After Competition Groups_24 | Energy Star Light Fixture | 0.6602% | 0 | 2.8995 | Residential_2030_SC C_MW_After Competition Groups_Energy Star Light Fixture
Residential | Res ¦ Floor Insulation | 2030 | SC C | MW | After Competition Groups | 2.7327 | 0 | 0 | 439.168 | 0.0062223 | 25 | Residential_2030_SC C_MW_After Competition Groups_25 | Floor Insulation | 0.6222% | 0 | 2.7327 | Residential_2030_SC C_MW_After Competition Groups_Floor Insulation
Residential | Res ¦ Minimize Hot and Warm Clothes Wash | 2030 | SC C | MW | After Competition Groups | 2.44 | 0 | 0 | 439.168 | 0.0055559 | 26 | Residential_2030_SC C_MW_After Competition Groups_26 | Minimize Hot and Warm Clothes Wash | 0.5556% | 0 | 2.44 | Residential_2030_SC C_MW_After Competition Groups_Minimize Hot and Warm Clothes Wash
Residential | Res ¦ Outside Air Economizer | 2030 | SC C | MW | After Competition Groups | 2.1143 | 0 | 0 | 439.168 | 0.0048144 | 27 | Residential_2030_SC C_MW_After Competition Groups_27 | Outside Air Economizer | 0.4814% | 0 | 2.1143 | Residential_2030_SC C_MW_After Competition Groups_Outside Air Economizer
Residential | Res ¦ ENERGY STAR LED LAMPS (REFLECTOR LAMPs/MR16/PAR 16) | 2030 | SC C | MW | After Competition Groups | 1.9175 | 0 | 0 | 439.168 | 0.0043662 | 28 | Residential_2030_SC C_MW_After Competition Groups_28 | ENERGY STAR LED LAMPS (REFLECTOR LAMPs/MR16/PAR 16) | 0.4366% | 0 | 1.9175 | Residential_2030_SC C_MW_After Competition Groups_ENERGY STAR LED LAMPS (REFLECTOR LAMPs/MR16/PAR 16)
Residential | Res ¦ Duct Insulation MF | 2030 | SC C | MW | After Competition Groups | 1.2315 | 0 | 0 | 439.168 | 0.0028041 | 29 | Residential_2030_SC C_MW_After Competition Groups_29 | Duct Insulation MF | 0.2804% | 0 | 1.2315 | Residential_2030_SC C_MW_After Competition Groups_Duct Insulation MF
Residential | Res ¦ Demand Control Ventilation | 2030 | SC C | MW | After Competition Groups | 1.0888 | 0 | 0 | 439.168 | 0.0024793 | 30 | Residential_2030_SC C_MW_After Competition Groups_30 | Demand Control Ventilation | 0.2479% | 0 | 1.0888 | Residential_2030_SC C_MW_After Competition Groups_Demand Control Ventilation
Residential | Res ¦ Furnace Whistle | 2030 | SC C | MW | After Competition Groups | 1.0463 | 0 | 0 | 439.168 | 0.0023825 | 31 | Residential_2030_SC C_MW_After Competition Groups_31 | Furnace Whistle | 0.2383% | 0 | 1.0463 | Residential_2030_SC C_MW_After Competition Groups_Furnace Whistle
Residential | Res ¦ Duct Insulation | 2030 | SC C | MW | After Competition Groups | 0.95325 | 0 | 0 | 439.168 | 0.0021706 | 32 | Residential_2030_SC C_MW_After Competition Groups_32 | Duct Insulation | 0.2171% | 0 | 0.95325 | Residential_2030_SC C_MW_After Competition Groups_Duct Insulation
Residential | Res ¦ CO Sensors for parking garage exhaust fans | 2030 | SC C | MW | After Competition Groups | 0.93292 | 0 | 0 | 439.168 | 0.0021243 | 33 | Residential_2030_SC C_MW_After Competition Groups_33 | CO Sensors for parking garage exhaust fans | 0.2124% | 0 | 0.93292 | Residential_2030_SC C_MW_After Competition Groups_CO Sensors for parking garage exhaust fans
Residential | Res ¦ Comprehensive Draft Proofing | 2030 | SC C | MW | After Competition Groups | 0.88912 | 0 | 0 | 439.168 | 0.0020246 | 34 | Residential_2030_SC C_MW_After Competition Groups_34 | Comprehensive Draft Proofing | 0.2025% | 0 | 0.88912 | Residential_2030_SC C_MW_After Competition Groups_Comprehensive Draft Proofing
Residential | Res ¦ Variable Frequency Drive (VFD) | 2030 | SC C | MW | After Competition Groups | 0.86238 | 0 | 0 | 439.168 | 0.0019637 | 35 | Residential_2030_SC C_MW_After Competition Groups_35 | Variable Frequency Drive (VFD) | 0.1964% | 0 | 0.86238 | Residential_2030_SC C_MW_After Competition Groups_Variable Frequency Drive (VFD)
Residential | Res ¦ LED Parking Lot Fixture | 2030 | SC C | MW | After Competition Groups | 0.79319 | 0 | 0 | 439.168 | 0.0018061 | 36 | Residential_2030_SC C_MW_After Competition Groups_36 | LED Parking Lot Fixture | 0.1806% | 0 | 0.79319 | Residential_2030_SC C_MW_After Competition Groups_LED Parking Lot Fixture
Residential | Res ¦ Condensing Make Up Air Unit | 2030 | SC C | MW | After Competition Groups | 0.70106 | 0 | 0 | 439.168 | 0.0015963 | 37 | Residential_2030_SC C_MW_After Competition Groups_37 | Condensing Make Up Air Unit | 0.1596% | 0 | 0.70106 | Residential_2030_SC C_MW_After Competition Groups_Condensing Make Up Air Unit
Residential | Res ¦ Water Heater Temperature Setback | 2030 | SC C | MW | After Competition Groups | 0.54541 | 0 | 0 | 439.168 | 0.0012419 | 38 | Residential_2030_SC C_MW_After Competition Groups_38 | Water Heater Temperature Setback | 0.1242% | 0 | 0.54541 | Residential_2030_SC C_MW_After Competition Groups_Water Heater Temperature Setback
Residential | Res ¦ Tankless Water Heater | 2030 | SC C | MW | After Competition Groups | 0.52787 | 0 | 0 | 439.168 | 0.001202 | 39 | Residential_2030_SC C_MW_After Competition Groups_39 | Tankless Water Heater | 0.1202% | 0 | 0.52787 | Residential_2030_SC C_MW_After Competition Groups_Tankless Water Heater
Residential | Res ¦ ENERGY STAR LED Lamps (General Service Lamps) | 2030 | SC C | MW | After Competition Groups | 0.42778 | 0 | 0 | 439.168 | 0.00097407 | 40 | Residential_2030_SC C_MW_After Competition Groups_40 | ENERGY STAR LED Lamps (General Service Lamps) | 0.09741% | 0 | 0.42778 | Residential_2030_SC C_MW_After Competition Groups_ENERGY STAR LED Lamps (General Service Lamps)
Residential | Res ¦ Clothes Drying Racks | 2030 | SC C | MW | After Competition Groups | 0.39178 | 0 | 0 | 439.168 | 0.0008921 | 41 | Residential_2030_SC C_MW_After Competition Groups_41 | Clothes Drying Racks | 0.08921% | 0 | 0.39178 | Residential_2030_SC C_MW_After Competition Groups_Clothes Drying Racks
Residential | Res ¦ LED Exterior Area Lights - LED Fixture (200W) | 2030 | SC C | MW | After Competition Groups | 0.38989 | 0 | 0 | 439.168 | 0.00088778 | 42 | Residential_2030_SC C_MW_After Competition Groups_42 | LED Exterior Area Lights - LED Fixture (200W) | 0.08878% | 0 | 0.38989 | Residential_2030_SC C_MW_After Competition Groups_LED Exterior Area Lights - LED Fixture (200W)
Residential | Res ¦ Heat Recovery Ventilator | 2030 | SC C | MW | After Competition Groups | 0.32749 | 0 | 0 | 439.168 | 0.00074571 | 43 | Residential_2030_SC C_MW_After Competition Groups_43 | Heat Recovery Ventilator | 0.07457% | 0 | 0.32749 | Residential_2030_SC C_MW_After Competition Groups_Heat Recovery Ventilator
Residential | Res ¦ VFD on Pumps | 2030 | SC C | MW | After Competition Groups | 0.26519 | 0 | 0 | 439.168 | 0.00060385 | 44 | Residential_2030_SC C_MW_After Competition Groups_44 | VFD on Pumps | 0.06039% | 0 | 0.26519 | Residential_2030_SC C_MW_After Competition Groups_VFD on Pumps
Residential | Res ¦ ECM MOTORS FOR HVAC APPLICATION (FAN-POWERED VAV BOX) | 2030 | SC C | MW | After Competition Groups | 0.14684 | 0 | 0 | 439.168 | 0.00033437 | 45 | Residential_2030_SC C_MW_After Competition Groups_45 | ECM MOTORS FOR HVAC APPLICATION (FAN-POWERED VAV BOX) | 0.03344% | 0 | 0.14684 | Residential_2030_SC C_MW_After Competition Groups_ECM MOTORS FOR HVAC APPLICATION (FAN-POWERED VAV BOX)
Residential | Res ¦ Chilled Water Optimization | 2030 | SC C | MW | After Competition Groups | 0.10245 | 0 | 0 | 439.168 | 0.00023328 | 46 | Residential_2030_SC C_MW_After Competition Groups_46 | Chilled Water Optimization | 0.02333% | 0 | 0.10245 | Residential_2030_SC C_MW_After Competition Groups_Chilled Water Optimization
Residential | Res ¦ Beverage Vending Machine Controls | 2030 | SC C | MW | After Competition Groups | 0.093576 | 0 | 0 | 439.168 | 0.00021308 | 47 | Residential_2030_SC C_MW_After Competition Groups_47 | Beverage Vending Machine Controls | 0.02131% | 0 | 0.093576 | Residential_2030_SC C_MW_After Competition Groups_Beverage Vending Machine Controls
Residential | Res ¦ LED High Bay Fixture | 2030 | SC C | MW | After Competition Groups | 0.023623 | 0 | 0 | 439.168 | 5.3791e-05 | 48 | Residential_2030_SC C_MW_After Competition Groups_48 | LED High Bay Fixture | 0.005379% | 0 | 0.023623 | Residential_2030_SC C_MW_After Competition Groups_LED High Bay Fixture
Residential | Res ¦ Wall Insulation | 2030 | SC C | MW | After Competition Groups | 0.0031684 | 0 | 0 | 439.168 | 7.2145e-06 | 49 | Residential_2030_SC C_MW_After Competition Groups_49 | Wall Insulation | 0.0007215% | 0 | 0.0031684 | Residential_2030_SC C_MW_After Competition Groups_Wall Insulation
Residential | Res ¦ Wall Insulation MF | 2030 | SC C | MW | After Competition Groups | 0.0030439 | 0 | 0 | 439.168 | 6.9311e-06 | 50 | Residential_2030_SC C_MW_After Competition Groups_50 | Wall Insulation MF | 0.0006931% | 0 | 0.0030439 | Residential_2030_SC C_MW_After Competition Groups_Wall Insulation MF
Residential | Res ¦ Freezer Recycling | 2030 | SC C | MW | After Competition Groups | 0.00040165 | 0 | 0 | 439.168 | 9.1458e-07 | 51 | Residential_2030_SC C_MW_After Competition Groups_51 | Freezer Recycling | 9.146e-05% | 0 | 0.00040165 | Residential_2030_SC C_MW_After Competition Groups_Freezer Recycling
Residential | Res ¦ LED Downlight | 2030 | SC C | MW | After Competition Groups | 0 | 0 | 0 | 439.168 | 0 | 52 | Residential_2030_SC C_MW_After Competition Groups_52 | LED Downlight | 0% | 0 | 0 | Residential_2030_SC C_MW_After Competition Groups_LED Downlight
Residential | Res ¦ Smart Burners | 2030 | SC C | MW | After Competition Groups | 0 | 0 | 0 | 439.168 | 0 | 53 | Residential_2030_SC C_MW_After Competition Groups_53 | Smart Burners | 0% | 0 | 0 | Residential_2030_SC C_MW_After Competition Groups_Smart Burners
Residential | Res ¦ Smart Power Bar | 2030 | SC C | MW | After Competition Groups | 0 | 0 | 0 | 439.168 | 0 | 54 | Residential_2030_SC C_MW_After Competition Groups_54 | Smart Power Bar | 0% | 0 | 0 | Residential_2030_SC C_MW_After Competition Groups_Smart Power Bar
Residential | Res ¦ Ductless Mini-Split Heat Pump | 2030 | SC D | MW | After Competition Groups | 70.7859 | 4851478.1752 | 4.8515 | 364.2127 | 0.19435 | 1 | Residential_2030_SC D_MW_After Competition Groups_1 | Ductless Mini-Split Heat Pump | 19.44% | 4.8515 | 70.7859 | Residential_2030_SC D_MW_After Competition Groups_Ductless Mini-Split Heat Pump
Residential | Res ¦ Building Recommissioning, Operations and Maintenance (O&M) Improvements | 2030 | SC D | MW | After Competition Groups | 42.3303 | 905001.3122 | 0.905 | 364.2127 | 0.11622 | 2 | Residential_2030_SC D_MW_After Competition Groups_2 | Building Recommissioning, Operations and Maintenance (O&M) Improvements | 11.62% | 0.905 | 42.3303 | Residential_2030_SC D_MW_After Competition Groups_Building Recommissioning, Operations and Maintenance (O&M) Improvements
Residential | Res ¦ Energy Star Clothes Washer | 2030 | SC D | MW | After Competition Groups | 35.5233 | 4010271.9094 | 4.0103 | 364.2127 | 0.097534 | 3 | Residential_2030_SC D_MW_After Competition Groups_3 | Energy Star Clothes Washer | 9.753% | 4.0103 | 35.5233 | Residential_2030_SC D_MW_After Competition Groups_Energy Star Clothes Washer
Residential | Res ¦ Adaptive Thermostat | 2030 | SC D | MW | After Competition Groups | 24.9601 | 3793526.9487 | 3.7935 | 364.2127 | 0.068532 | 4 | Residential_2030_SC D_MW_After Competition Groups_4 | Adaptive Thermostat | 6.853% | 3.7935 | 24.9601 | Residential_2030_SC D_MW_After Competition Groups_Adaptive Thermostat
Residential | Res ¦ Variable Speed Pool Pump Motor | 2030 | SC D | MW | After Competition Groups | 19.2989 | 2491689.5076 | 2.4917 | 364.2127 | 0.052988 | 5 | Residential_2030_SC D_MW_After Competition Groups_5 | Variable Speed Pool Pump Motor | 5.299% | 2.4917 | 19.2989 | Residential_2030_SC D_MW_After Competition Groups_Variable Speed Pool Pump Motor
Residential | Res ¦ Energy Star LED Bulbs General Purpose LEDs | 2030 | SC D | MW | After Competition Groups | 18.8396 | 0 | 0 | 364.2127 | 0.051727 | 6 | Residential_2030_SC D_MW_After Competition Groups_6 | Energy Star LED Bulbs General Purpose LEDs | 5.173% | 0 | 18.8396 | Residential_2030_SC D_MW_After Competition Groups_Energy Star LED Bulbs General Purpose LEDs
Residential | Res ¦ Energy Star Room Air Conditioner | 2030 | SC D | MW | After Competition Groups | 18.5715 | 1987938.0071 | 1.9879 | 364.2127 | 0.050991 | 7 | Residential_2030_SC D_MW_After Competition Groups_7 | Energy Star Room Air Conditioner | 5.099% | 1.9879 | 18.5715 | Residential_2030_SC D_MW_After Competition Groups_Energy Star Room Air Conditioner
Residential | Res ¦ Energy Star LED Specialty Bulbs | 2030 | SC D | MW | After Competition Groups | 18.2175 | 37482.4939 | 0.037482 | 364.2127 | 0.050019 | 8 | Residential_2030_SC D_MW_After Competition Groups_8 | Energy Star LED Specialty Bulbs | 5.002% | 0.037482 | 18.2175 | Residential_2030_SC D_MW_After Competition Groups_Energy Star LED Specialty Bulbs
Residential | Res ¦ Energy Star Air Source Heat Pump | 2030 | SC D | MW | After Competition Groups | 16.7559 | 2482964.1161 | 2.483 | 364.2127 | 0.046006 | 9 | Residential_2030_SC D_MW_After Competition Groups_9 | Energy Star Air Source Heat Pump | 4.601% | 2.483 | 16.7559 | Residential_2030_SC D_MW_After Competition Groups_Energy Star Air Source Heat Pump
Residential | Res ¦ Basement Wall Insulation | 2030 | SC D | MW | After Competition Groups | 16.6107 | 2381918.6087 | 2.3819 | 364.2127 | 0.045607 | 10 | Residential_2030_SC D_MW_After Competition Groups_10 | Basement Wall Insulation | 4.561% | 2.3819 | 16.6107 | Residential_2030_SC D_MW_After Competition Groups_Basement Wall Insulation
Residential | Res ¦ Energy Star A Line, PAR, MR Lamps | 2030 | SC D | MW | After Competition Groups | 11.9896 | 21277.65 | 0.021278 | 364.2127 | 0.032919 | 11 | Residential_2030_SC D_MW_After Competition Groups_11 | Energy Star A Line, PAR, MR Lamps | 3.292% | 0.021278 | 11.9896 | Residential_2030_SC D_MW_After Competition Groups_Energy Star A Line, PAR, MR Lamps
Residential | Res ¦ High Efficiency Chiller (avg of water and air cooled) | 2030 | SC D | MW | After Competition Groups | 7.8983 | 171966.9462 | 0.17197 | 364.2127 | 0.021686 | 12 | Residential_2030_SC D_MW_After Competition Groups_12 | High Efficiency Chiller (avg of water and air cooled) | 2.169% | 0.17197 | 7.8983 | Residential_2030_SC D_MW_After Competition Groups_High Efficiency Chiller (avg of water and air cooled)
Residential | Res ¦ Attic Insulation | 2030 | SC D | MW | After Competition Groups | 7.0334 | 1613073.5256 | 1.6131 | 364.2127 | 0.019311 | 13 | Residential_2030_SC D_MW_After Competition Groups_13 | Attic Insulation | 1.931% | 1.6131 | 7.0334 | Residential_2030_SC D_MW_After Competition Groups_Attic Insulation
Residential | Res ¦ Energy Star Clothes Dryer | 2030 | SC D | MW | After Competition Groups | 6.3789 | 1010842.1823 | 1.0108 | 364.2127 | 0.017514 | 14 | Residential_2030_SC D_MW_After Competition Groups_14 | Energy Star Clothes Dryer | 1.751% | 1.0108 | 6.3789 | Residential_2030_SC D_MW_After Competition Groups_Energy Star Clothes Dryer
Residential | Res ¦ Advanced BAS/Controllers | 2030 | SC D | MW | After Competition Groups | 6.1955 | 940415.2218 | 0.94042 | 364.2127 | 0.017011 | 15 | Residential_2030_SC D_MW_After Competition Groups_15 | Advanced BAS/Controllers | 1.701% | 0.94042 | 6.1955 | Residential_2030_SC D_MW_After Competition Groups_Advanced BAS/Controllers
Residential | Res ¦ Home Energy Reports | 2030 | SC D | MW | After Competition Groups | 5.9237 | 6734425.2357 | 6.7344 | 364.2127 | 0.016264 | 16 | Residential_2030_SC D_MW_After Competition Groups_16 | Home Energy Reports | 1.626% | 6.7344 | 5.9237 | Residential_2030_SC D_MW_After Competition Groups_Home Energy Reports
Residential | Res ¦ Occupancy Sensors MF | 2030 | SC D | MW | After Competition Groups | 5.303 | 23658.3959 | 0.023658 | 364.2127 | 0.01456 | 17 | Residential_2030_SC D_MW_After Competition Groups_17 | Occupancy Sensors MF | 1.456% | 0.023658 | 5.303 | Residential_2030_SC D_MW_After Competition Groups_Occupancy Sensors MF
Residential | Res ¦ Energy Star Torchiere | 2030 | SC D | MW | After Competition Groups | 5.0173 | 555666.1387 | 0.55567 | 364.2127 | 0.013776 | 18 | Residential_2030_SC D_MW_After Competition Groups_18 | Energy Star Torchiere | 1.378% | 0.55567 | 5.0173 | Residential_2030_SC D_MW_After Competition Groups_Energy Star Torchiere
Residential | Res ¦ LED Tube Re-Lamp | 2030 | SC D | MW | After Competition Groups | 3.1583 | 158068.9892 | 0.15807 | 364.2127 | 0.0086715 | 19 | Residential_2030_SC D_MW_After Competition Groups_19 | LED Tube Re-Lamp | 0.8672% | 0.15807 | 3.1583 | Residential_2030_SC D_MW_After Competition Groups_LED Tube Re-Lamp
Residential | Res ¦ Refrigerator Recycling | 2030 | SC D | MW | After Competition Groups | 2.8887 | 474537.0882 | 0.47454 | 364.2127 | 0.0079314 | 20 | Residential_2030_SC D_MW_After Competition Groups_20 | Refrigerator Recycling | 0.7931% | 0.47454 | 2.8887 | Residential_2030_SC D_MW_After Competition Groups_Refrigerator Recycling
Residential | Res ¦ Minimize Hot and Warm Clothes Wash | 2030 | SC D | MW | After Competition Groups | 2.44 | 0 | 0 | 364.2127 | 0.0066993 | 21 | Residential_2030_SC D_MW_After Competition Groups_21 | Minimize Hot and Warm Clothes Wash | 0.6699% | 0 | 2.44 | Residential_2030_SC D_MW_After Competition Groups_Minimize Hot and Warm Clothes Wash
Residential | Res ¦ Energy Star Freezer | 2030 | SC D | MW | After Competition Groups | 2.2417 | 402099.3444 | 0.4021 | 364.2127 | 0.0061548 | 22 | Residential_2030_SC D_MW_After Competition Groups_22 | Energy Star Freezer | 0.6155% | 0.4021 | 2.2417 | Residential_2030_SC D_MW_After Competition Groups_Energy Star Freezer
Residential | Res ¦ Outside Air Economizer | 2030 | SC D | MW | After Competition Groups | 2.1143 | 228577.5641 | 0.22858 | 364.2127 | 0.0058052 | 23 | Residential_2030_SC D_MW_After Competition Groups_23 | Outside Air Economizer | 0.5805% | 0.22858 | 2.1143 | Residential_2030_SC D_MW_After Competition Groups_Outside Air Economizer
Residential | Res ¦ ENERGY STAR LED LAMPS (REFLECTOR LAMPs/MR16/PAR 16) | 2030 | SC D | MW | After Competition Groups | 1.9175 | 45125.946 | 0.045126 | 364.2127 | 0.0052647 | 24 | Residential_2030_SC D_MW_After Competition Groups_24 | ENERGY STAR LED LAMPS (REFLECTOR LAMPs/MR16/PAR 16) | 0.5265% | 0.045126 | 1.9175 | Residential_2030_SC D_MW_After Competition Groups_ENERGY STAR LED LAMPS (REFLECTOR LAMPs/MR16/PAR 16)
Residential | Res ¦ Energy Star Light Fixture | 2030 | SC D | MW | After Competition Groups | 1.745 | 0 | 0 | 364.2127 | 0.0047911 | 25 | Residential_2030_SC D_MW_After Competition Groups_25 | Energy Star Light Fixture | 0.4791% | 0 | 1.745 | Residential_2030_SC D_MW_After Competition Groups_Energy Star Light Fixture
Residential | Res ¦ Air Sealing | 2030 | SC D | MW | After Competition Groups | 1.2909 | 0 | 0 | 364.2127 | 0.0035443 | 26 | Residential_2030_SC D_MW_After Competition Groups_26 | Air Sealing | 0.3544% | 0 | 1.2909 | Residential_2030_SC D_MW_After Competition Groups_Air Sealing
Residential | Res ¦ Furnace Whistle | 2030 | SC D | MW | After Competition Groups | 1.0463 | 37603.043 | 0.037603 | 364.2127 | 0.0028728 | 27 | Residential_2030_SC D_MW_After Competition Groups_27 | Furnace Whistle | 0.2873% | 0.037603 | 1.0463 | Residential_2030_SC D_MW_After Competition Groups_Furnace Whistle
Residential | Res ¦ Energy Star Dehumidifier | 2030 | SC D | MW | After Competition Groups | 0.85362 | 234817.9812 | 0.23482 | 364.2127 | 0.0023437 | 28 | Residential_2030_SC D_MW_After Competition Groups_28 | Energy Star Dehumidifier | 0.2344% | 0.23482 | 0.85362 | Residential_2030_SC D_MW_After Competition Groups_Energy Star Dehumidifier
Residential | Res ¦ Comprehensive Draft Proofing | 2030 | SC D | MW | After Competition Groups | 0.79614 | 0 | 0 | 364.2127 | 0.0021859 | 29 | Residential_2030_SC D_MW_After Competition Groups_29 | Comprehensive Draft Proofing | 0.2186% | 0 | 0.79614 | Residential_2030_SC D_MW_After Competition Groups_Comprehensive Draft Proofing
Residential | Res ¦ LED Parking Lot Fixture | 2030 | SC D | MW | After Competition Groups | 0.79319 | 0 | 0 | 364.2127 | 0.0021778 | 30 | Residential_2030_SC D_MW_After Competition Groups_30 | LED Parking Lot Fixture | 0.2178% | 0 | 0.79319 | Residential_2030_SC D_MW_After Competition Groups_LED Parking Lot Fixture
Residential | Res ¦ Variable Frequency Drive (VFD) | 2030 | SC D | MW | After Competition Groups | 0.64105 | 108608.3914 | 0.10861 | 364.2127 | 0.0017601 | 31 | Residential_2030_SC D_MW_After Competition Groups_31 | Variable Frequency Drive (VFD) | 0.176% | 0.10861 | 0.64105 | Residential_2030_SC D_MW_After Competition Groups_Variable Frequency Drive (VFD)
Residential | Res ¦ CO Sensors for parking garage exhaust fans | 2030 | SC D | MW | After Competition Groups | 0.57783 | 107655.6773 | 0.10766 | 364.2127 | 0.0015865 | 32 | Residential_2030_SC D_MW_After Competition Groups_32 | CO Sensors for parking garage exhaust fans | 0.1587% | 0.10766 | 0.57783 | Residential_2030_SC D_MW_After Competition Groups_CO Sensors for parking garage exhaust fans
Residential | Res ¦ Water Heater Temperature Setback | 2030 | SC D | MW | After Competition Groups | 0.49062 | 15590.3666 | 0.01559 | 364.2127 | 0.0013471 | 33 | Residential_2030_SC D_MW_After Competition Groups_33 | Water Heater Temperature Setback | 0.1347% | 0.01559 | 0.49062 | Residential_2030_SC D_MW_After Competition Groups_Water Heater Temperature Setback
Residential | Res ¦ Floor Insulation | 2030 | SC D | MW | After Competition Groups | 0.47941 | 92795.3272 | 0.092795 | 364.2127 | 0.0013163 | 34 | Residential_2030_SC D_MW_After Competition Groups_34 | Floor Insulation | 0.1316% | 0.092795 | 0.47941 | Residential_2030_SC D_MW_After Competition Groups_Floor Insulation
Residential | Res ¦ ENERGY STAR LED Lamps (General Service Lamps) | 2030 | SC D | MW | After Competition Groups | 0.42778 | 13285.0212 | 0.013285 | 364.2127 | 0.0011745 | 35 | Residential_2030_SC D_MW_After Competition Groups_35 | ENERGY STAR LED Lamps (General Service Lamps) | 0.1175% | 0.013285 | 0.42778 | Residential_2030_SC D_MW_After Competition Groups_ENERGY STAR LED Lamps (General Service Lamps)
Residential | Res ¦ Demand Control Ventilation | 2030 | SC D | MW | After Competition Groups | 0.41984 | 0 | 0 | 364.2127 | 0.0011527 | 36 | Residential_2030_SC D_MW_After Competition Groups_36 | Demand Control Ventilation | 0.1153% | 0 | 0.41984 | Residential_2030_SC D_MW_After Competition Groups_Demand Control Ventilation
Residential | Res ¦ Clothes Drying Racks | 2030 | SC D | MW | After Competition Groups | 0.39178 | 0 | 0 | 364.2127 | 0.0010757 | 37 | Residential_2030_SC D_MW_After Competition Groups_37 | Clothes Drying Racks | 0.1076% | 0 | 0.39178 | Residential_2030_SC D_MW_After Competition Groups_Clothes Drying Racks
Residential | Res ¦ LED Exterior Area Lights - LED Fixture (200W) | 2030 | SC D | MW | After Competition Groups | 0.34989 | 0 | 0 | 364.2127 | 0.00096068 | 38 | Residential_2030_SC D_MW_After Competition Groups_38 | LED Exterior Area Lights - LED Fixture (200W) | 0.09607% | 0 | 0.34989 | Residential_2030_SC D_MW_After Competition Groups_LED Exterior Area Lights - LED Fixture (200W)
Residential | Res ¦ Tankless Water Heater | 2030 | SC D | MW | After Competition Groups | 0.27561 | 107056.932 | 0.10706 | 364.2127 | 0.00075673 | 39 | Residential_2030_SC D_MW_After Competition Groups_39 | Tankless Water Heater | 0.07567% | 0.10706 | 0.27561 | Residential_2030_SC D_MW_After Competition Groups_Tankless Water Heater
Residential | Res ¦ Duct Insulation | 2030 | SC D | MW | After Competition Groups | 0.25533 | 27495.8637 | 0.027496 | 364.2127 | 0.00070105 | 40 | Residential_2030_SC D_MW_After Competition Groups_40 | Duct Insulation | 0.07011% | 0.027496 | 0.25533 | Residential_2030_SC D_MW_After Competition Groups_Duct Insulation
Residential | Res ¦ Condensing Make Up Air Unit | 2030 | SC D | MW | After Competition Groups | 0.24134 | 92131.2355 | 0.092131 | 364.2127 | 0.00066262 | 41 | Residential_2030_SC D_MW_After Competition Groups_41 | Condensing Make Up Air Unit | 0.06626% | 0.092131 | 0.24134 | Residential_2030_SC D_MW_After Competition Groups_Condensing Make Up Air Unit
Residential | Res ¦ VFD on Pumps | 2030 | SC D | MW | After Competition Groups | 0.18089 | 30961.2886 | 0.030961 | 364.2127 | 0.00049666 | 42 | Residential_2030_SC D_MW_After Competition Groups_42 | VFD on Pumps | 0.04967% | 0.030961 | 0.18089 | Residential_2030_SC D_MW_After Competition Groups_VFD on Pumps
Residential | Res ¦ Duct Insulation MF | 2030 | SC D | MW | After Competition Groups | 0.14924 | 25679.3738 | 0.025679 | 364.2127 | 0.00040977 | 43 | Residential_2030_SC D_MW_After Competition Groups_43 | Duct Insulation MF | 0.04098% | 0.025679 | 0.14924 | Residential_2030_SC D_MW_After Competition Groups_Duct Insulation MF
Residential | Res ¦ Heat Recovery Ventilator | 2030 | SC D | MW | After Competition Groups | 0.11247 | 0 | 0 | 364.2127 | 0.0003088 | 44 | Residential_2030_SC D_MW_After Competition Groups_44 | Heat Recovery Ventilator | 0.03088% | 0 | 0.11247 | Residential_2030_SC D_MW_After Competition Groups_Heat Recovery Ventilator
Residential | Res ¦ ECM MOTORS FOR HVAC APPLICATION (FAN-POWERED VAV BOX) | 2030 | SC D | MW | After Competition Groups | 0.11206 | 23091.3909 | 0.023091 | 364.2127 | 0.00030767 | 45 | Residential_2030_SC D_MW_After Competition Groups_45 | ECM MOTORS FOR HVAC APPLICATION (FAN-POWERED VAV BOX) | 0.03077% | 0.023091 | 0.11206 | Residential_2030_SC D_MW_After Competition Groups_ECM MOTORS FOR HVAC APPLICATION (FAN-POWERED VAV BOX)
Residential | Res ¦ Chilled Water Optimization | 2030 | SC D | MW | After Competition Groups | 0.10245 | 174.3305 | 0.00017433 | 364.2127 | 0.00028128 | 46 | Residential_2030_SC D_MW_After Competition Groups_46 | Chilled Water Optimization | 0.02813% | 0.00017433 | 0.10245 | Residential_2030_SC D_MW_After Competition Groups_Chilled Water Optimization
Residential | Res ¦ Beverage Vending Machine Controls | 2030 | SC D | MW | After Competition Groups | 0.073738 | 6818.8871 | 0.0068189 | 364.2127 | 0.00020246 | 47 | Residential_2030_SC D_MW_After Competition Groups_47 | Beverage Vending Machine Controls | 0.02025% | 0.0068189 | 0.073738 | Residential_2030_SC D_MW_After Competition Groups_Beverage Vending Machine Controls
Residential | Res ¦ LED High Bay Fixture | 2030 | SC D | MW | After Competition Groups | 0.0082704 | 3599.5926 | 0.0035996 | 364.2127 | 2.2708e-05 | 48 | Residential_2030_SC D_MW_After Competition Groups_48 | LED High Bay Fixture | 0.002271% | 0.0035996 | 0.0082704 | Residential_2030_SC D_MW_After Competition Groups_LED High Bay Fixture
Residential | Res ¦ Wall Insulation MF | 2030 | SC D | MW | After Competition Groups | 0.0019058 | 0 | 0 | 364.2127 | 5.2325e-06 | 49 | Residential_2030_SC D_MW_After Competition Groups_49 | Wall Insulation MF | 0.0005233% | 0 | 0.0019058 | Residential_2030_SC D_MW_After Competition Groups_Wall Insulation MF
Residential | Res ¦ Wall Insulation | 2030 | SC D | MW | After Competition Groups | 0.0015311 | 0 | 0 | 364.2127 | 4.2037e-06 | 50 | Residential_2030_SC D_MW_After Competition Groups_50 | Wall Insulation | 0.0004204% | 0 | 0.0015311 | Residential_2030_SC D_MW_After Competition Groups_Wall Insulation
Residential | Res ¦ Freezer Recycling | 2030 | SC D | MW | After Competition Groups | 0.00040165 | 0 | 0 | 364.2127 | 1.1028e-06 | 51 | Residential_2030_SC D_MW_After Competition Groups_51 | Freezer Recycling | 0.0001103% | 0 | 0.00040165 | Residential_2030_SC D_MW_After Competition Groups_Freezer Recycling
Residential | Res ¦ LED Downlight | 2030 | SC D | MW | After Competition Groups | 0 | 0 | 0 | 364.2127 | 0 | 52 | Residential_2030_SC D_MW_After Competition Groups_52 | LED Downlight | 0% | 0 | 0 | Residential_2030_SC D_MW_After Competition Groups_LED Downlight
Residential | Res ¦ Smart Burners | 2030 | SC D | MW | After Competition Groups | 0 | 0 | 0 | 364.2127 | 0 | 53 | Residential_2030_SC D_MW_After Competition Groups_53 | Smart Burners | 0% | 0 | 0 | Residential_2030_SC D_MW_After Competition Groups_Smart Burners
Residential | Res ¦ Smart Power Bar | 2030 | SC D | MW | After Competition Groups | 0 | 0 | 0 | 364.2127 | 0 | 54 | Residential_2030_SC D_MW_After Competition Groups_54 | Smart Power Bar | 0% | 0 | 0 | Residential_2030_SC D_MW_After Competition Groups_Smart Power Bar
Residential | Res ¦ Energy Star Central Air Conditioner | 2030 | Technical | MW | After Competition Groups | 245.3504 | 0 | 0 | 2229.0867 | 0.11007 | 1 | Residential_2030_Technical_MW_After Competition Groups_1 | Energy Star Central Air Conditioner | 11.01% | 0 | 245.3504 | Residential_2030_Technical_MW_After Competition Groups_Energy Star Central Air Conditioner
Residential | Res ¦ Adaptive Thermostat | 2030 | Technical | MW | After Competition Groups | 196.9541 | 0 | 0 | 2229.0867 | 0.088356 | 2 | Residential_2030_Technical_MW_After Competition Groups_2 | Adaptive Thermostat | 8.836% | 0 | 196.9541 | Residential_2030_Technical_MW_After Competition Groups_Adaptive Thermostat
Residential | Res ¦ Energy Star Ground Source Heat Pump | 2030 | Technical | MW | After Competition Groups | 164.0809 | 0 | 0 | 2229.0867 | 0.073609 | 3 | Residential_2030_Technical_MW_After Competition Groups_3 | Energy Star Ground Source Heat Pump | 7.361% | 0 | 164.0809 | Residential_2030_Technical_MW_After Competition Groups_Energy Star Ground Source Heat Pump
Residential | Res ¦ Ductless Mini-Split Heat Pump | 2030 | Technical | MW | After Competition Groups | 162.7196 | 0 | 0 | 2229.0867 | 0.072998 | 4 | Residential_2030_Technical_MW_After Competition Groups_4 | Ductless Mini-Split Heat Pump | 7.3% | 0 | 162.7196 | Residential_2030_Technical_MW_After Competition Groups_Ductless Mini-Split Heat Pump
Residential | Res ¦ Ductless Mini-Split Air Conditioner | 2030 | Technical | MW | After Competition Groups | 162.1809 | 0 | 0 | 2229.0867 | 0.072757 | 5 | Residential_2030_Technical_MW_After Competition Groups_5 | Ductless Mini-Split Air Conditioner | 7.276% | 0 | 162.1809 | Residential_2030_Technical_MW_After Competition Groups_Ductless Mini-Split Air Conditioner
Residential | Res ¦ Smart Burners | 2030 | Technical | MW | After Competition Groups | 108.979 | 0 | 0 | 2229.0867 | 0.04889 | 6 | Residential_2030_Technical_MW_After Competition Groups_6 | Smart Burners | 4.889% | 0 | 108.979 | Residential_2030_Technical_MW_After Competition Groups_Smart Burners
Residential | Res ¦ Energy Star Refrigerator | 2030 | Technical | MW | After Competition Groups | 92.0653 | 0 | 0 | 2229.0867 | 0.041302 | 7 | Residential_2030_Technical_MW_After Competition Groups_7 | Energy Star Refrigerator | 4.13% | 0 | 92.0653 | Residential_2030_Technical_MW_After Competition Groups_Energy Star Refrigerator
Residential | Res ¦ Heat Pump Clothes Dryer | 2030 | Technical | MW | After Competition Groups | 82.7125 | 0 | 0 | 2229.0867 | 0.037106 | 8 | Residential_2030_Technical_MW_After Competition Groups_8 | Heat Pump Clothes Dryer | 3.711% | 0 | 82.7125 | Residential_2030_Technical_MW_After Competition Groups_Heat Pump Clothes Dryer
Residential | Res ¦ Building Recommissioning, Operations and Maintenance (O&M) Improvements | 2030 | Technical | MW | After Competition Groups | 81.4199 | 0 | 0 | 2229.0867 | 0.036526 | 9 | Residential_2030_Technical_MW_After Competition Groups_9 | Building Recommissioning, Operations and Maintenance (O&M) Improvements | 3.653% | 0 | 81.4199 | Residential_2030_Technical_MW_After Competition Groups_Building Recommissioning, Operations and Maintenance (O&M) Improvements
Residential | Res ¦ Energy Star Clothes Washer | 2030 | Technical | MW | After Competition Groups | 77.1639 | 0 | 0 | 2229.0867 | 0.034617 | 10 | Residential_2030_Technical_MW_After Competition Groups_10 | Energy Star Clothes Washer | 3.462% | 0 | 77.1639 | Residential_2030_Technical_MW_After Competition Groups_Energy Star Clothes Washer
Residential | Res ¦ Basement Wall Insulation | 2030 | Technical | MW | After Competition Groups | 75.0982 | 0 | 0 | 2229.0867 | 0.03369 | 11 | Residential_2030_Technical_MW_After Competition Groups_11 | Basement Wall Insulation | 3.369% | 0 | 75.0982 | Residential_2030_Technical_MW_After Competition Groups_Basement Wall Insulation
Residential | Res ¦ Basement or Crawlspace Insulation | 2030 | Technical | MW | After Competition Groups | 62.3637 | 0 | 0 | 2229.0867 | 0.027977 | 12 | Residential_2030_Technical_MW_After Competition Groups_12 | Basement or Crawlspace Insulation | 2.798% | 0 | 62.3637 | Residential_2030_Technical_MW_After Competition Groups_Basement or Crawlspace Insulation
Residential | Res ¦ Energy Star LED Bulbs General Purpose LEDs | 2030 | Technical | MW | After Competition Groups | 61.4876 | 0 | 0 | 2229.0867 | 0.027584 | 13 | Residential_2030_Technical_MW_After Competition Groups_13 | Energy Star LED Bulbs General Purpose LEDs | 2.758% | 0 | 61.4876 | Residential_2030_Technical_MW_After Competition Groups_Energy Star LED Bulbs General Purpose LEDs
Residential | Res ¦ Smart Power Bar | 2030 | Technical | MW | After Competition Groups | 60.3764 | 0 | 0 | 2229.0867 | 0.027086 | 14 | Residential_2030_Technical_MW_After Competition Groups_14 | Smart Power Bar | 2.709% | 0 | 60.3764 | Residential_2030_Technical_MW_After Competition Groups_Smart Power Bar
Residential | Res ¦ Variable Speed Pool Pump Motor | 2030 | Technical | MW | After Competition Groups | 58.1575 | 0 | 0 | 2229.0867 | 0.02609 | 15 | Residential_2030_Technical_MW_After Competition Groups_15 | Variable Speed Pool Pump Motor | 2.609% | 0 | 58.1575 | Residential_2030_Technical_MW_After Competition Groups_Variable Speed Pool Pump Motor
Residential | Res ¦ Attic Insulation | 2030 | Technical | MW | After Competition Groups | 57.9334 | 0 | 0 | 2229.0867 | 0.02599 | 16 | Residential_2030_Technical_MW_After Competition Groups_16 | Attic Insulation | 2.599% | 0 | 57.9334 | Residential_2030_Technical_MW_After Competition Groups_Attic Insulation
Residential | Res ¦ Wall Insulation | 2030 | Technical | MW | After Competition Groups | 45.2637 | 0 | 0 | 2229.0867 | 0.020306 | 17 | Residential_2030_Technical_MW_After Competition Groups_17 | Wall Insulation | 2.031% | 0 | 45.2637 | Residential_2030_Technical_MW_After Competition Groups_Wall Insulation
Residential | Res ¦ Energy Star A Line, PAR, MR Lamps | 2030 | Technical | MW | After Competition Groups | 44.2941 | 0 | 0 | 2229.0867 | 0.019871 | 18 | Residential_2030_Technical_MW_After Competition Groups_18 | Energy Star A Line, PAR, MR Lamps | 1.987% | 0 | 44.2941 | Residential_2030_Technical_MW_After Competition Groups_Energy Star A Line, PAR, MR Lamps
Residential | Res ¦ Lighting Motion Sensors, Timers, Dimmers | 2030 | Technical | MW | After Competition Groups | 33.0678 | 0 | 0 | 2229.0867 | 0.014835 | 19 | Residential_2030_Technical_MW_After Competition Groups_19 | Lighting Motion Sensors, Timers, Dimmers | 1.483% | 0 | 33.0678 | Residential_2030_Technical_MW_After Competition Groups_Lighting Motion Sensors, Timers, Dimmers
Residential | Res ¦ Variable Refrigerant Flow Heat Pump | 2030 | Technical | MW | After Competition Groups | 29.6165 | 0 | 0 | 2229.0867 | 0.013286 | 20 | Residential_2030_Technical_MW_After Competition Groups_20 | Variable Refrigerant Flow Heat Pump | 1.329% | 0 | 29.6165 | Residential_2030_Technical_MW_After Competition Groups_Variable Refrigerant Flow Heat Pump
Residential | Res ¦ Ceiling Insulation | 2030 | Technical | MW | After Competition Groups | 22.6895 | 0 | 0 | 2229.0867 | 0.010179 | 21 | Residential_2030_Technical_MW_After Competition Groups_21 | Ceiling Insulation | 1.018% | 0 | 22.6895 | Residential_2030_Technical_MW_After Competition Groups_Ceiling Insulation
Residential | Res ¦ Home Energy Reports | 2030 | Technical | MW | After Competition Groups | 20.9445 | 0 | 0 | 2229.0867 | 0.009396 | 22 | Residential_2030_Technical_MW_After Competition Groups_22 | Home Energy Reports | 0.9396% | 0 | 20.9445 | Residential_2030_Technical_MW_After Competition Groups_Home Energy Reports
Residential | Res ¦ Duct Insulation | 2030 | Technical | MW | After Competition Groups | 18.6525 | 0 | 0 | 2229.0867 | 0.0083678 | 23 | Residential_2030_Technical_MW_After Competition Groups_23 | Duct Insulation | 0.8368% | 0 | 18.6525 | Residential_2030_Technical_MW_After Competition Groups_Duct Insulation
Residential | Res ¦ Energy Star Light Fixture | 2030 | Technical | MW | After Competition Groups | 18.5516 | 0 | 0 | 2229.0867 | 0.0083225 | 24 | Residential_2030_Technical_MW_After Competition Groups_24 | Energy Star Light Fixture | 0.8323% | 0 | 18.5516 | Residential_2030_Technical_MW_After Competition Groups_Energy Star Light Fixture
Residential | Res ¦ Air Sealing | 2030 | Technical | MW | After Competition Groups | 15.9743 | 0 | 0 | 2229.0867 | 0.0071663 | 25 | Residential_2030_Technical_MW_After Competition Groups_25 | Air Sealing | 0.7166% | 0 | 15.9743 | Residential_2030_Technical_MW_After Competition Groups_Air Sealing
Residential | Res ¦ Central Air Conditioner Maintenance | 2030 | Technical | MW | After Competition Groups | 15.1836 | 0 | 0 | 2229.0867 | 0.0068116 | 26 | Residential_2030_Technical_MW_After Competition Groups_26 | Central Air Conditioner Maintenance | 0.6812% | 0 | 15.1836 | Residential_2030_Technical_MW_After Competition Groups_Central Air Conditioner Maintenance
Residential | Res ¦ Floor Insulation | 2030 | Technical | MW | After Competition Groups | 15.1835 | 0 | 0 | 2229.0867 | 0.0068115 | 27 | Residential_2030_Technical_MW_After Competition Groups_27 | Floor Insulation | 0.6812% | 0 | 15.1835 | Residential_2030_Technical_MW_After Competition Groups_Floor Insulation
Residential | Res ¦ Energy Star Torchiere | 2030 | Technical | MW | After Competition Groups | 14.1366 | 0 | 0 | 2229.0867 | 0.0063419 | 28 | Residential_2030_Technical_MW_After Competition Groups_28 | Energy Star Torchiere | 0.6342% | 0 | 14.1366 | Residential_2030_Technical_MW_After Competition Groups_Energy Star Torchiere
Residential | Res ¦ Dehumidifier Recycling | 2030 | Technical | MW | After Competition Groups | 14.0054 | 0 | 0 | 2229.0867 | 0.006283 | 29 | Residential_2030_Technical_MW_After Competition Groups_29 | Dehumidifier Recycling | 0.6283% | 0 | 14.0054 | Residential_2030_Technical_MW_After Competition Groups_Dehumidifier Recycling
Residential | Res ¦ Advanced BAS/Controllers | 2030 | Technical | MW | After Competition Groups | 11.9168 | 0 | 0 | 2229.0867 | 0.005346 | 30 | Residential_2030_Technical_MW_After Competition Groups_30 | Advanced BAS/Controllers | 0.5346% | 0 | 11.9168 | Residential_2030_Technical_MW_After Competition Groups_Advanced BAS/Controllers
Residential | Res ¦ Clothes Drying Racks | 2030 | Technical | MW | After Competition Groups | 11.0277 | 0 | 0 | 2229.0867 | 0.0049472 | 31 | Residential_2030_Technical_MW_After Competition Groups_31 | Clothes Drying Racks | 0.4947% | 0 | 11.0277 | Residential_2030_Technical_MW_After Competition Groups_Clothes Drying Racks
Residential | Res ¦ Refrigerator Recycling | 2030 | Technical | MW | After Competition Groups | 9.3452 | 0 | 0 | 2229.0867 | 0.0041924 | 32 | Residential_2030_Technical_MW_After Competition Groups_32 | Refrigerator Recycling | 0.4192% | 0 | 9.3452 | Residential_2030_Technical_MW_After Competition Groups_Refrigerator Recycling
Residential | Res ¦ Energy Star Freezer | 2030 | Technical | MW | After Competition Groups | 9.1423 | 0 | 0 | 2229.0867 | 0.0041014 | 33 | Residential_2030_Technical_MW_After Competition Groups_33 | Energy Star Freezer | 0.4101% | 0 | 9.1423 | Residential_2030_Technical_MW_After Competition Groups_Energy Star Freezer
Residential | Res ¦ High Efficiency Chiller (avg of water and air cooled) | 2030 | Technical | MW | After Competition Groups | 9.0576 | 0 | 0 | 2229.0867 | 0.0040634 | 34 | Residential_2030_Technical_MW_After Competition Groups_34 | High Efficiency Chiller (avg of water and air cooled) | 0.4063% | 0 | 9.0576 | Residential_2030_Technical_MW_After Competition Groups_High Efficiency Chiller (avg of water and air cooled)
Residential | Res ¦ Occupancy Sensors MF | 2030 | Technical | MW | After Competition Groups | 8.8548 | 0 | 0 | 2229.0867 | 0.0039724 | 35 | Residential_2030_Technical_MW_After Competition Groups_35 | Occupancy Sensors MF | 0.3972% | 0 | 8.8548 | Residential_2030_Technical_MW_After Competition Groups_Occupancy Sensors MF
Residential | Res ¦ Freezer Recycling | 2030 | Technical | MW | After Competition Groups | 8.7059 | 0 | 0 | 2229.0867 | 0.0039056 | 36 | Residential_2030_Technical_MW_After Competition Groups_36 | Freezer Recycling | 0.3906% | 0 | 8.7059 | Residential_2030_Technical_MW_After Competition Groups_Freezer Recycling
Residential | Res ¦ Energy Star Dehumidifier | 2030 | Technical | MW | After Competition Groups | 8.229 | 0 | 0 | 2229.0867 | 0.0036917 | 37 | Residential_2030_Technical_MW_After Competition Groups_37 | Energy Star Dehumidifier | 0.3692% | 0 | 8.229 | Residential_2030_Technical_MW_After Competition Groups_Energy Star Dehumidifier
Residential | Res ¦ Duct Insulation MF | 2030 | Technical | MW | After Competition Groups | 8.2286 | 0 | 0 | 2229.0867 | 0.0036915 | 38 | Residential_2030_Technical_MW_After Competition Groups_38 | Duct Insulation MF | 0.3691% | 0 | 8.2286 | Residential_2030_Technical_MW_After Competition Groups_Duct Insulation MF
Residential | Res ¦ Energy Star Windows | 2030 | Technical | MW | After Competition Groups | 6.4622 | 0 | 0 | 2229.0867 | 0.002899 | 39 | Residential_2030_Technical_MW_After Competition Groups_39 | Energy Star Windows | 0.2899% | 0 | 6.4622 | Residential_2030_Technical_MW_After Competition Groups_Energy Star Windows
Residential | Res ¦ Furnace with ECM | 2030 | Technical | MW | After Competition Groups | 6.1196 | 0 | 0 | 2229.0867 | 0.0027453 | 40 | Residential_2030_Technical_MW_After Competition Groups_40 | Furnace with ECM | 0.2745% | 0 | 6.1196 | Residential_2030_Technical_MW_After Competition Groups_Furnace with ECM
Residential | Res ¦ Heat Pump Water Heater | 2030 | Technical | MW | After Competition Groups | 4.8834 | 0 | 0 | 2229.0867 | 0.0021907 | 41 | Residential_2030_Technical_MW_After Competition Groups_41 | Heat Pump Water Heater | 0.2191% | 0 | 4.8834 | Residential_2030_Technical_MW_After Competition Groups_Heat Pump Water Heater
Residential | Res ¦ INTEGRAL LED TROFFERS | 2030 | Technical | MW | After Competition Groups | 4.8447 | 0 | 0 | 2229.0867 | 0.0021734 | 42 | Residential_2030_Technical_MW_After Competition Groups_42 | INTEGRAL LED TROFFERS | 0.2173% | 0 | 4.8447 | Residential_2030_Technical_MW_After Competition Groups_INTEGRAL LED TROFFERS
Residential | Res ¦ Minimize Hot and Warm Clothes Wash | 2030 | Technical | MW | After Competition Groups | 4.6192 | 0 | 0 | 2229.0867 | 0.0020722 | 43 | Residential_2030_Technical_MW_After Competition Groups_43 | Minimize Hot and Warm Clothes Wash | 0.2072% | 0 | 4.6192 | Residential_2030_Technical_MW_After Competition Groups_Minimize Hot and Warm Clothes Wash
Residential | Res ¦ Central Lighting Control System | 2030 | Technical | MW | After Competition Groups | 4.6104 | 0 | 0 | 2229.0867 | 0.0020683 | 44 | Residential_2030_Technical_MW_After Competition Groups_44 | Central Lighting Control System | 0.2068% | 0 | 4.6104 | Residential_2030_Technical_MW_After Competition Groups_Central Lighting Control System
Residential | Res ¦ LED Downlight | 2030 | Technical | MW | After Competition Groups | 4.2857 | 0 | 0 | 2229.0867 | 0.0019226 | 45 | Residential_2030_Technical_MW_After Competition Groups_45 | LED Downlight | 0.1923% | 0 | 4.2857 | Residential_2030_Technical_MW_After Competition Groups_LED Downlight
Residential | Res ¦ Heat Recovery Ventilator | 2030 | Technical | MW | After Competition Groups | 4.2515 | 0 | 0 | 2229.0867 | 0.0019073 | 46 | Residential_2030_Technical_MW_After Competition Groups_46 | Heat Recovery Ventilator | 0.1907% | 0 | 4.2515 | Residential_2030_Technical_MW_After Competition Groups_Heat Recovery Ventilator
Residential | Res ¦ Passive Attic Ventilation | 2030 | Technical | MW | After Competition Groups | 3.9512 | 0 | 0 | 2229.0867 | 0.0017726 | 47 | Residential_2030_Technical_MW_After Competition Groups_47 | Passive Attic Ventilation | 0.1773% | 0 | 3.9512 | Residential_2030_Technical_MW_After Competition Groups_Passive Attic Ventilation
Residential | Res ¦ Energy Star Ceiling Fan/Lighting | 2030 | Technical | MW | After Competition Groups | 3.9477 | 0 | 0 | 2229.0867 | 0.001771 | 48 | Residential_2030_Technical_MW_After Competition Groups_48 | Energy Star Ceiling Fan/Lighting | 0.1771% | 0 | 3.9477 | Residential_2030_Technical_MW_After Competition Groups_Energy Star Ceiling Fan/Lighting
Residential | Res ¦ LED Tube Re-Lamp | 2030 | Technical | MW | After Competition Groups | 3.6796 | 0 | 0 | 2229.0867 | 0.0016507 | 49 | Residential_2030_Technical_MW_After Competition Groups_49 | LED Tube Re-Lamp | 0.1651% | 0 | 3.6796 | Residential_2030_Technical_MW_After Competition Groups_LED Tube Re-Lamp
Residential | Res ¦ Outside Air Economizer | 2030 | Technical | MW | After Competition Groups | 3.222 | 0 | 0 | 2229.0867 | 0.0014455 | 50 | Residential_2030_Technical_MW_After Competition Groups_50 | Outside Air Economizer | 0.1445% | 0 | 3.222 | Residential_2030_Technical_MW_After Competition Groups_Outside Air Economizer
Residential | Res ¦ Early Hot Water Heater Replacement | 2030 | Technical | MW | After Competition Groups | 2.9977 | 0 | 0 | 2229.0867 | 0.0013448 | 51 | Residential_2030_Technical_MW_After Competition Groups_51 | Early Hot Water Heater Replacement | 0.1345% | 0 | 2.9977 | Residential_2030_Technical_MW_After Competition Groups_Early Hot Water Heater Replacement
Residential | Res ¦ Air Source Heat Pump Maintenance | 2030 | Technical | MW | After Competition Groups | 2.6559 | 0 | 0 | 2229.0867 | 0.0011915 | 52 | Residential_2030_Technical_MW_After Competition Groups_52 | Air Source Heat Pump Maintenance | 0.1191% | 0 | 2.6559 | Residential_2030_Technical_MW_After Competition Groups_Air Source Heat Pump Maintenance
Residential | Res ¦ Energy Star Dishwasher | 2030 | Technical | MW | After Competition Groups | 2.4547 | 0 | 0 | 2229.0867 | 0.0011012 | 53 | Residential_2030_Technical_MW_After Competition Groups_53 | Energy Star Dishwasher | 0.1101% | 0 | 2.4547 | Residential_2030_Technical_MW_After Competition Groups_Energy Star Dishwasher
Residential | Res ¦ Demand Control Ventilation | 2030 | Technical | MW | After Competition Groups | 2.0943 | 0 | 0 | 2229.0867 | 0.00093955 | 54 | Residential_2030_Technical_MW_After Competition Groups_54 | Demand Control Ventilation | 0.09395% | 0 | 2.0943 | Residential_2030_Technical_MW_After Competition Groups_Demand Control Ventilation
Residential | Res ¦ CO Sensors for parking garage exhaust fans | 2030 | Technical | MW | After Competition Groups | 2.0329 | 0 | 0 | 2229.0867 | 0.00091197 | 55 | Residential_2030_Technical_MW_After Competition Groups_55 | CO Sensors for parking garage exhaust fans | 0.0912% | 0 | 2.0329 | Residential_2030_Technical_MW_After Competition Groups_CO Sensors for parking garage exhaust fans
Residential | Res ¦ Drain Water Heat Recovery | 2030 | Technical | MW | After Competition Groups | 2.0135 | 0 | 0 | 2229.0867 | 0.00090326 | 56 | Residential_2030_Technical_MW_After Competition Groups_56 | Drain Water Heat Recovery | 0.09033% | 0 | 2.0135 | Residential_2030_Technical_MW_After Competition Groups_Drain Water Heat Recovery
Residential | Res ¦ Furnace Whistle | 2030 | Technical | MW | After Competition Groups | 2.0126 | 0 | 0 | 2229.0867 | 0.00090286 | 57 | Residential_2030_Technical_MW_After Competition Groups_57 | Furnace Whistle | 0.09029% | 0 | 2.0126 | Residential_2030_Technical_MW_After Competition Groups_Furnace Whistle
Residential | Res ¦ ENERGY STAR LED LAMPS (REFLECTOR LAMPs/MR16/PAR 16) | 2030 | Technical | MW | After Competition Groups | 1.9031 | 0 | 0 | 2229.0867 | 0.00085375 | 58 | Residential_2030_Technical_MW_After Competition Groups_58 | ENERGY STAR LED LAMPS (REFLECTOR LAMPs/MR16/PAR 16) | 0.08537% | 0 | 1.9031 | Residential_2030_Technical_MW_After Competition Groups_ENERGY STAR LED LAMPS (REFLECTOR LAMPs/MR16/PAR 16)
Residential | Res ¦ Window Film | 2030 | Technical | MW | After Competition Groups | 1.852 | 0 | 0 | 2229.0867 | 0.00083082 | 59 | Residential_2030_Technical_MW_After Competition Groups_59 | Window Film | 0.08308% | 0 | 1.852 | Residential_2030_Technical_MW_After Competition Groups_Window Film
Residential | Res ¦ Comprehensive Draft Proofing | 2030 | Technical | MW | After Competition Groups | 1.7102 | 0 | 0 | 2229.0867 | 0.00076721 | 60 | Residential_2030_Technical_MW_After Competition Groups_60 | Comprehensive Draft Proofing | 0.07672% | 0 | 1.7102 | Residential_2030_Technical_MW_After Competition Groups_Comprehensive Draft Proofing
Residential | Res ¦ Variable Frequency Drive (VFD) | 2030 | Technical | MW | After Competition Groups | 1.6587 | 0 | 0 | 2229.0867 | 0.00074413 | 61 | Residential_2030_Technical_MW_After Competition Groups_61 | Variable Frequency Drive (VFD) | 0.07441% | 0 | 1.6587 | Residential_2030_Technical_MW_After Competition Groups_Variable Frequency Drive (VFD)
Residential | Res ¦ Condensing Make Up Air Unit | 2030 | Technical | MW | After Competition Groups | 1.6427 | 0 | 0 | 2229.0867 | 0.00073695 | 62 | Residential_2030_Technical_MW_After Competition Groups_62 | Condensing Make Up Air Unit | 0.0737% | 0 | 1.6427 | Residential_2030_Technical_MW_After Competition Groups_Condensing Make Up Air Unit
Residential | Res ¦ Solar Powered Attic Fan | 2030 | Technical | MW | After Competition Groups | 1.3457 | 0 | 0 | 2229.0867 | 0.0006037 | 63 | Residential_2030_Technical_MW_After Competition Groups_63 | Solar Powered Attic Fan | 0.06037% | 0 | 1.3457 | Residential_2030_Technical_MW_After Competition Groups_Solar Powered Attic Fan
Residential | Res ¦ DHW Recirculation Systems | 2030 | Technical | MW | After Competition Groups | 1.3023 | 0 | 0 | 2229.0867 | 0.00058424 | 64 | Residential_2030_Technical_MW_After Competition Groups_64 | DHW Recirculation Systems | 0.05842% | 0 | 1.3023 | Residential_2030_Technical_MW_After Competition Groups_DHW Recirculation Systems
Residential | Res ¦ Water Heater Temperature Setback | 2030 | Technical | MW | After Competition Groups | 1.0491 | 0 | 0 | 2229.0867 | 0.00047063 | 65 | Residential_2030_Technical_MW_After Competition Groups_65 | Water Heater Temperature Setback | 0.04706% | 0 | 1.0491 | Residential_2030_Technical_MW_After Competition Groups_Water Heater Temperature Setback
Residential | Res ¦ LED Parking Lot Fixture | 2030 | Technical | MW | After Competition Groups | 0.86885 | 0 | 0 | 2229.0867 | 0.00038978 | 66 | Residential_2030_Technical_MW_After Competition Groups_66 | LED Parking Lot Fixture | 0.03898% | 0 | 0.86885 | Residential_2030_Technical_MW_After Competition Groups_LED Parking Lot Fixture
Residential | Res ¦ HVAC Optimization | 2030 | Technical | MW | After Competition Groups | 0.82943 | 0 | 0 | 2229.0867 | 0.00037209 | 67 | Residential_2030_Technical_MW_After Competition Groups_67 | HVAC Optimization | 0.03721% | 0 | 0.82943 | Residential_2030_Technical_MW_After Competition Groups_HVAC Optimization
Residential | Res ¦ VFD on Pumps | 2030 | Technical | MW | After Competition Groups | 0.51008 | 0 | 0 | 2229.0867 | 0.00022883 | 68 | Residential_2030_Technical_MW_After Competition Groups_68 | VFD on Pumps | 0.02288% | 0 | 0.51008 | Residential_2030_Technical_MW_After Competition Groups_VFD on Pumps
Residential | Res ¦ ENERGY STAR LED Lamps (General Service Lamps) | 2030 | Technical | MW | After Competition Groups | 0.44296 | 0 | 0 | 2229.0867 | 0.00019872 | 69 | Residential_2030_Technical_MW_After Competition Groups_69 | ENERGY STAR LED Lamps (General Service Lamps) | 0.01987% | 0 | 0.44296 | Residential_2030_Technical_MW_After Competition Groups_ENERGY STAR LED Lamps (General Service Lamps)
Residential | Res ¦ LED Exterior Area Lights - LED Fixture (200W) | 2030 | Technical | MW | After Competition Groups | 0.40561 | 0 | 0 | 2229.0867 | 0.00018196 | 70 | Residential_2030_Technical_MW_After Competition Groups_70 | LED Exterior Area Lights - LED Fixture (200W) | 0.0182% | 0 | 0.40561 | Residential_2030_Technical_MW_After Competition Groups_LED Exterior Area Lights - LED Fixture (200W)
Residential | Res ¦ ECM MOTORS FOR HVAC APPLICATION (FAN-POWERED VAV BOX) | 2030 | Technical | MW | After Competition Groups | 0.33768 | 0 | 0 | 2229.0867 | 0.00015149 | 71 | Residential_2030_Technical_MW_After Competition Groups_71 | ECM MOTORS FOR HVAC APPLICATION (FAN-POWERED VAV BOX) | 0.01515% | 0 | 0.33768 | Residential_2030_Technical_MW_After Competition Groups_ECM MOTORS FOR HVAC APPLICATION (FAN-POWERED VAV BOX)
Residential | Res ¦ Tankless Water Heater | 2030 | Technical | MW | After Competition Groups | 0.26721 | 0 | 0 | 2229.0867 | 0.00011988 | 72 | Residential_2030_Technical_MW_After Competition Groups_72 | Tankless Water Heater | 0.01199% | 0 | 0.26721 | Residential_2030_Technical_MW_After Competition Groups_Tankless Water Heater
Residential | Res ¦ Beverage Vending Machine Controls | 2030 | Technical | MW | After Competition Groups | 0.24308 | 0 | 0 | 2229.0867 | 0.00010905 | 73 | Residential_2030_Technical_MW_After Competition Groups_73 | Beverage Vending Machine Controls | 0.0109% | 0 | 0.24308 | Residential_2030_Technical_MW_After Competition Groups_Beverage Vending Machine Controls
Residential | Res ¦ Chilled Water Optimization | 2030 | Technical | MW | After Competition Groups | 0.22938 | 0 | 0 | 2229.0867 | 0.0001029 | 74 | Residential_2030_Technical_MW_After Competition Groups_74 | Chilled Water Optimization | 0.01029% | 0 | 0.22938 | Residential_2030_Technical_MW_After Competition Groups_Chilled Water Optimization
Residential | Res ¦ Wall Insulation MF | 2030 | Technical | MW | After Competition Groups | 0.16527 | 0 | 0 | 2229.0867 | 7.4141e-05 | 75 | Residential_2030_Technical_MW_After Competition Groups_75 | Wall Insulation MF | 0.007414% | 0 | 0.16527 | Residential_2030_Technical_MW_After Competition Groups_Wall Insulation MF
Residential | Res ¦ LED Recessed Downlights | 2030 | Technical | MW | After Competition Groups | 0.02615 | 0 | 0 | 2229.0867 | 1.1731e-05 | 76 | Residential_2030_Technical_MW_After Competition Groups_76 | LED Recessed Downlights | 0.001173% | 0 | 0.02615 | Residential_2030_Technical_MW_After Competition Groups_LED Recessed Downlights
Residential | Res ¦ LED High Bay Fixture | 2030 | Technical | MW | After Competition Groups | 0.022346 | 0 | 0 | 2229.0867 | 1.0025e-05 | 77 | Residential_2030_Technical_MW_After Competition Groups_77 | LED High Bay Fixture | 0.001002% | 0 | 0.022346 | Residential_2030_Technical_MW_After Competition Groups_LED High Bay Fixture
Residential | Res ¦ Radiant Barrier | 2030 | Technical | MW | After Competition Groups | 0.012759 | 0 | 0 | 2229.0867 | 5.7237e-06 | 78 | Residential_2030_Technical_MW_After Competition Groups_78 | Radiant Barrier | 0.0005724% | 0 | 0.012759 | Residential_2030_Technical_MW_After Competition Groups_Radiant Barrier
Residential | Res ¦ Solar Water Preheat (Pools/DHW) | 2030 | Technical | MW | After Competition Groups | 0.0084223 | 0 | 0 | 2229.0867 | 3.7784e-06 | 79 | Residential_2030_Technical_MW_After Competition Groups_79 | Solar Water Preheat (Pools/DHW) | 0.0003778% | 0 | 0.0084223 | Residential_2030_Technical_MW_After Competition Groups_Solar Water Preheat (Pools/DHW)
Residential | Res ¦ Photocell Controls (Outdoor) | 2030 | Technical | MW | After Competition Groups | 5.2383e-05 | 0 | 0 | 2229.0867 | 2.35e-08 | 80 | Residential_2030_Technical_MW_After Competition Groups_80 | Photocell Controls (Outdoor) | 2.35e-06% | 0 | 5.2383e-05 | Residential_2030_Technical_MW_After Competition Groups_Photocell Controls (Outdoor)
Residential | Res ¦ Adaptive Thermostat | 2031 | Economic | MW | After Competition Groups | 198.0299 | 0 | 0 | 1224.6993 | 0.1617 | 1 | Residential_2031_Economic_MW_After Competition Groups_1 | Adaptive Thermostat | 16.17% | 0 | 198.0299 | Residential_2031_Economic_MW_After Competition Groups_Adaptive Thermostat
Residential | Res ¦ Ductless Mini-Split Heat Pump | 2031 | Economic | MW | After Competition Groups | 173.041 | 0 | 0 | 1224.6993 | 0.14129 | 2 | Residential_2031_Economic_MW_After Competition Groups_2 | Ductless Mini-Split Heat Pump | 14.13% | 0 | 173.041 | Residential_2031_Economic_MW_After Competition Groups_Ductless Mini-Split Heat Pump
Residential | Res ¦ Energy Star Air Source Heat Pump | 2031 | Economic | MW | After Competition Groups | 98.895 | 0 | 0 | 1224.6993 | 0.08075 | 3 | Residential_2031_Economic_MW_After Competition Groups_3 | Energy Star Air Source Heat Pump | 8.075% | 0 | 98.895 | Residential_2031_Economic_MW_After Competition Groups_Energy Star Air Source Heat Pump
Residential | Res ¦ Energy Star Clothes Washer | 2031 | Economic | MW | After Competition Groups | 81.2357 | 0 | 0 | 1224.6993 | 0.066331 | 4 | Residential_2031_Economic_MW_After Competition Groups_4 | Energy Star Clothes Washer | 6.633% | 0 | 81.2357 | Residential_2031_Economic_MW_After Competition Groups_Energy Star Clothes Washer
Residential | Res ¦ Building Recommissioning, Operations and Maintenance (O&M) Improvements | 2031 | Economic | MW | After Competition Groups | 80.1335 | 0 | 0 | 1224.6993 | 0.065431 | 5 | Residential_2031_Economic_MW_After Competition Groups_5 | Building Recommissioning, Operations and Maintenance (O&M) Improvements | 6.543% | 0 | 80.1335 | Residential_2031_Economic_MW_After Competition Groups_Building Recommissioning, Operations and Maintenance (O&M) Improvements
Residential | Res ¦ Basement Wall Insulation | 2031 | Economic | MW | After Competition Groups | 73.9117 | 0 | 0 | 1224.6993 | 0.060351 | 6 | Residential_2031_Economic_MW_After Competition Groups_6 | Basement Wall Insulation | 6.035% | 0 | 73.9117 | Residential_2031_Economic_MW_After Competition Groups_Basement Wall Insulation
Residential | Res ¦ Energy Star Room Air Conditioner | 2031 | Economic | MW | After Competition Groups | 65.5934 | 0 | 0 | 1224.6993 | 0.053559 | 7 | Residential_2031_Economic_MW_After Competition Groups_7 | Energy Star Room Air Conditioner | 5.356% | 0 | 65.5934 | Residential_2031_Economic_MW_After Competition Groups_Energy Star Room Air Conditioner
Residential | Res ¦ Energy Star LED Bulbs General Purpose LEDs | 2031 | Economic | MW | After Competition Groups | 61.4876 | 0 | 0 | 1224.6993 | 0.050206 | 8 | Residential_2031_Economic_MW_After Competition Groups_8 | Energy Star LED Bulbs General Purpose LEDs | 5.021% | 0 | 61.4876 | Residential_2031_Economic_MW_After Competition Groups_Energy Star LED Bulbs General Purpose LEDs
Residential | Res ¦ Variable Speed Pool Pump Motor | 2031 | Economic | MW | After Competition Groups | 57.2386 | 0 | 0 | 1224.6993 | 0.046737 | 9 | Residential_2031_Economic_MW_After Competition Groups_9 | Variable Speed Pool Pump Motor | 4.674% | 0 | 57.2386 | Residential_2031_Economic_MW_After Competition Groups_Variable Speed Pool Pump Motor
Residential | Res ¦ Attic Insulation | 2031 | Economic | MW | After Competition Groups | 57.0181 | 0 | 0 | 1224.6993 | 0.046557 | 10 | Residential_2031_Economic_MW_After Competition Groups_10 | Attic Insulation | 4.656% | 0 | 57.0181 | Residential_2031_Economic_MW_After Competition Groups_Attic Insulation
Residential | Res ¦ Energy Star A Line, PAR, MR Lamps | 2031 | Economic | MW | After Competition Groups | 45.866 | 0 | 0 | 1224.6993 | 0.037451 | 11 | Residential_2031_Economic_MW_After Competition Groups_11 | Energy Star A Line, PAR, MR Lamps | 3.745% | 0 | 45.866 | Residential_2031_Economic_MW_After Competition Groups_Energy Star A Line, PAR, MR Lamps
Residential | Res ¦ Energy Star Clothes Dryer | 2031 | Economic | MW | After Competition Groups | 31.4628 | 0 | 0 | 1224.6993 | 0.02569 | 12 | Residential_2031_Economic_MW_After Competition Groups_12 | Energy Star Clothes Dryer | 2.569% | 0 | 31.4628 | Residential_2031_Economic_MW_After Competition Groups_Energy Star Clothes Dryer
Residential | Res ¦ Duct Insulation | 2031 | Economic | MW | After Competition Groups | 16.3922 | 0 | 0 | 1224.6993 | 0.013385 | 13 | Residential_2031_Economic_MW_After Competition Groups_13 | Duct Insulation | 1.338% | 0 | 16.3922 | Residential_2031_Economic_MW_After Competition Groups_Duct Insulation
Residential | Res ¦ Air Sealing | 2031 | Economic | MW | After Competition Groups | 15.7219 | 0 | 0 | 1224.6993 | 0.012837 | 14 | Residential_2031_Economic_MW_After Competition Groups_14 | Air Sealing | 1.284% | 0 | 15.7219 | Residential_2031_Economic_MW_After Competition Groups_Air Sealing
Residential | Res ¦ Floor Insulation | 2031 | Economic | MW | After Competition Groups | 14.9436 | 0 | 0 | 1224.6993 | 0.012202 | 15 | Residential_2031_Economic_MW_After Competition Groups_15 | Floor Insulation | 1.22% | 0 | 14.9436 | Residential_2031_Economic_MW_After Competition Groups_Floor Insulation
Residential | Res ¦ Energy Star Torchiere | 2031 | Economic | MW | After Competition Groups | 14.6333 | 0 | 0 | 1224.6993 | 0.011948 | 16 | Residential_2031_Economic_MW_After Competition Groups_16 | Energy Star Torchiere | 1.195% | 0 | 14.6333 | Residential_2031_Economic_MW_After Competition Groups_Energy Star Torchiere
Residential | Res ¦ Advanced BAS/Controllers | 2031 | Economic | MW | After Competition Groups | 11.7285 | 0 | 0 | 1224.6993 | 0.0095766 | 17 | Residential_2031_Economic_MW_After Competition Groups_17 | Advanced BAS/Controllers | 0.9577% | 0 | 11.7285 | Residential_2031_Economic_MW_After Competition Groups_Advanced BAS/Controllers
Residential | Res ¦ Home Energy Reports | 2031 | Economic | MW | After Competition Groups | 11.5248 | 0 | 0 | 1224.6993 | 0.0094103 | 18 | Residential_2031_Economic_MW_After Competition Groups_18 | Home Energy Reports | 0.941% | 0 | 11.5248 | Residential_2031_Economic_MW_After Competition Groups_Home Energy Reports
Residential | Res ¦ Clothes Drying Racks | 2031 | Economic | MW | After Competition Groups | 10.8535 | 0 | 0 | 1224.6993 | 0.0088622 | 19 | Residential_2031_Economic_MW_After Competition Groups_19 | Clothes Drying Racks | 0.8862% | 0 | 10.8535 | Residential_2031_Economic_MW_After Competition Groups_Clothes Drying Racks
Residential | Res ¦ High Efficiency Chiller (avg of water and air cooled) | 2031 | Economic | MW | After Competition Groups | 9.6657 | 0 | 0 | 1224.6993 | 0.0078923 | 20 | Residential_2031_Economic_MW_After Competition Groups_20 | High Efficiency Chiller (avg of water and air cooled) | 0.7892% | 0 | 9.6657 | Residential_2031_Economic_MW_After Competition Groups_High Efficiency Chiller (avg of water and air cooled)
Residential | Res ¦ Refrigerator Recycling | 2031 | Economic | MW | After Competition Groups | 9.1976 | 0 | 0 | 1224.6993 | 0.0075101 | 21 | Residential_2031_Economic_MW_After Competition Groups_21 | Refrigerator Recycling | 0.751% | 0 | 9.1976 | Residential_2031_Economic_MW_After Competition Groups_Refrigerator Recycling
Residential | Res ¦ Freezer Recycling | 2031 | Economic | MW | After Competition Groups | 8.5683 | 0 | 0 | 1224.6993 | 0.0069963 | 22 | Residential_2031_Economic_MW_After Competition Groups_22 | Freezer Recycling | 0.6996% | 0 | 8.5683 | Residential_2031_Economic_MW_After Competition Groups_Freezer Recycling
Residential | Res ¦ Occupancy Sensors MF | 2031 | Economic | MW | After Competition Groups | 8.5398 | 0 | 0 | 1224.6993 | 0.006973 | 23 | Residential_2031_Economic_MW_After Competition Groups_23 | Occupancy Sensors MF | 0.6973% | 0 | 8.5398 | Residential_2031_Economic_MW_After Competition Groups_Occupancy Sensors MF
Residential | Res ¦ Energy Star Dehumidifier | 2031 | Economic | MW | After Competition Groups | 8.099 | 0 | 0 | 1224.6993 | 0.0066131 | 24 | Residential_2031_Economic_MW_After Competition Groups_24 | Energy Star Dehumidifier | 0.6613% | 0 | 8.099 | Residential_2031_Economic_MW_After Competition Groups_Energy Star Dehumidifier
Residential | Res ¦ Smart Burners | 2031 | Economic | MW | After Competition Groups | 7.0806 | 0 | 0 | 1224.6993 | 0.0057815 | 25 | Residential_2031_Economic_MW_After Competition Groups_25 | Smart Burners | 0.5782% | 0 | 7.0806 | Residential_2031_Economic_MW_After Competition Groups_Smart Burners
Residential | Res ¦ Energy Star Light Fixture | 2031 | Economic | MW | After Competition Groups | 6.3216 | 0 | 0 | 1224.6993 | 0.0051618 | 26 | Residential_2031_Economic_MW_After Competition Groups_26 | Energy Star Light Fixture | 0.5162% | 0 | 6.3216 | Residential_2031_Economic_MW_After Competition Groups_Energy Star Light Fixture
Residential | Res ¦ Duct Insulation MF | 2031 | Economic | MW | After Competition Groups | 6.1458 | 0 | 0 | 1224.6993 | 0.0050182 | 27 | Residential_2031_Economic_MW_After Competition Groups_27 | Duct Insulation MF | 0.5018% | 0 | 6.1458 | Residential_2031_Economic_MW_After Competition Groups_Duct Insulation MF
Residential | Res ¦ Energy Star Freezer | 2031 | Economic | MW | After Competition Groups | 5.6782 | 0 | 0 | 1224.6993 | 0.0046364 | 28 | Residential_2031_Economic_MW_After Competition Groups_28 | Energy Star Freezer | 0.4636% | 0 | 5.6782 | Residential_2031_Economic_MW_After Competition Groups_Energy Star Freezer
Residential | Res ¦ Minimize Hot and Warm Clothes Wash | 2031 | Economic | MW | After Competition Groups | 4.5462 | 0 | 0 | 1224.6993 | 0.0037121 | 29 | Residential_2031_Economic_MW_After Competition Groups_29 | Minimize Hot and Warm Clothes Wash | 0.3712% | 0 | 4.5462 | Residential_2031_Economic_MW_After Competition Groups_Minimize Hot and Warm Clothes Wash
Residential | Res ¦ Heat Recovery Ventilator | 2031 | Economic | MW | After Competition Groups | 4.4255 | 0 | 0 | 1224.6993 | 0.0036136 | 30 | Residential_2031_Economic_MW_After Competition Groups_30 | Heat Recovery Ventilator | 0.3614% | 0 | 4.4255 | Residential_2031_Economic_MW_After Competition Groups_Heat Recovery Ventilator
Residential | Res ¦ LED Tube Re-Lamp | 2031 | Economic | MW | After Competition Groups | 3.7946 | 0 | 0 | 1224.6993 | 0.0030984 | 31 | Residential_2031_Economic_MW_After Competition Groups_31 | LED Tube Re-Lamp | 0.3098% | 0 | 3.7946 | Residential_2031_Economic_MW_After Competition Groups_LED Tube Re-Lamp
Residential | Res ¦ Outside Air Economizer | 2031 | Economic | MW | After Competition Groups | 3.2603 | 0 | 0 | 1224.6993 | 0.0026621 | 32 | Residential_2031_Economic_MW_After Competition Groups_32 | Outside Air Economizer | 0.2662% | 0 | 3.2603 | Residential_2031_Economic_MW_After Competition Groups_Outside Air Economizer
Residential | Res ¦ Tankless Water Heater | 2031 | Economic | MW | After Competition Groups | 2.2636 | 0 | 0 | 1224.6993 | 0.0018483 | 33 | Residential_2031_Economic_MW_After Competition Groups_33 | Tankless Water Heater | 0.1848% | 0 | 2.2636 | Residential_2031_Economic_MW_After Competition Groups_Tankless Water Heater
Residential | Res ¦ Demand Control Ventilation | 2031 | Economic | MW | After Competition Groups | 2.0612 | 0 | 0 | 1224.6993 | 0.0016831 | 34 | Residential_2031_Economic_MW_After Competition Groups_34 | Demand Control Ventilation | 0.1683% | 0 | 2.0612 | Residential_2031_Economic_MW_After Competition Groups_Demand Control Ventilation
Residential | Res ¦ CO Sensors for parking garage exhaust fans | 2031 | Economic | MW | After Competition Groups | 2.057 | 0 | 0 | 1224.6993 | 0.0016796 | 35 | Residential_2031_Economic_MW_After Competition Groups_35 | CO Sensors for parking garage exhaust fans | 0.168% | 0 | 2.057 | Residential_2031_Economic_MW_After Competition Groups_CO Sensors for parking garage exhaust fans
Residential | Res ¦ Furnace Whistle | 2031 | Economic | MW | After Competition Groups | 1.9808 | 0 | 0 | 1224.6993 | 0.0016173 | 36 | Residential_2031_Economic_MW_After Competition Groups_36 | Furnace Whistle | 0.1617% | 0 | 1.9808 | Residential_2031_Economic_MW_After Competition Groups_Furnace Whistle
Residential | Res ¦ ENERGY STAR LED LAMPS (REFLECTOR LAMPs/MR16/PAR 16) | 2031 | Economic | MW | After Competition Groups | 1.9013 | 0 | 0 | 1224.6993 | 0.0015524 | 37 | Residential_2031_Economic_MW_After Competition Groups_37 | ENERGY STAR LED LAMPS (REFLECTOR LAMPs/MR16/PAR 16) | 0.1552% | 0 | 1.9013 | Residential_2031_Economic_MW_After Competition Groups_ENERGY STAR LED LAMPS (REFLECTOR LAMPs/MR16/PAR 16)
Residential | Res ¦ Condensing Make Up Air Unit | 2031 | Economic | MW | After Competition Groups | 1.7481 | 0 | 0 | 1224.6993 | 0.0014274 | 38 | Residential_2031_Economic_MW_After Competition Groups_38 | Condensing Make Up Air Unit | 0.1427% | 0 | 1.7481 | Residential_2031_Economic_MW_After Competition Groups_Condensing Make Up Air Unit
Residential | Res ¦ Comprehensive Draft Proofing | 2031 | Economic | MW | After Competition Groups | 1.6831 | 0 | 0 | 1224.6993 | 0.0013743 | 39 | Residential_2031_Economic_MW_After Competition Groups_39 | Comprehensive Draft Proofing | 0.1374% | 0 | 1.6831 | Residential_2031_Economic_MW_After Competition Groups_Comprehensive Draft Proofing
Residential | Res ¦ Variable Frequency Drive (VFD) | 2031 | Economic | MW | After Competition Groups | 1.6325 | 0 | 0 | 1224.6993 | 0.001333 | 40 | Residential_2031_Economic_MW_After Competition Groups_40 | Variable Frequency Drive (VFD) | 0.1333% | 0 | 1.6325 | Residential_2031_Economic_MW_After Competition Groups_Variable Frequency Drive (VFD)
Residential | Res ¦ Water Heater Temperature Setback | 2031 | Economic | MW | After Competition Groups | 1.0325 | 0 | 0 | 1224.6993 | 0.00084306 | 41 | Residential_2031_Economic_MW_After Competition Groups_41 | Water Heater Temperature Setback | 0.08431% | 0 | 1.0325 | Residential_2031_Economic_MW_After Competition Groups_Water Heater Temperature Setback
Residential | Res ¦ LED Parking Lot Fixture | 2031 | Economic | MW | After Competition Groups | 0.87058 | 0 | 0 | 1224.6993 | 0.00071085 | 42 | Residential_2031_Economic_MW_After Competition Groups_42 | LED Parking Lot Fixture | 0.07109% | 0 | 0.87058 | Residential_2031_Economic_MW_After Competition Groups_LED Parking Lot Fixture
Residential | Res ¦ VFD on Pumps | 2031 | Economic | MW | After Competition Groups | 0.50202 | 0 | 0 | 1224.6993 | 0.00040991 | 43 | Residential_2031_Economic_MW_After Competition Groups_43 | VFD on Pumps | 0.04099% | 0 | 0.50202 | Residential_2031_Economic_MW_After Competition Groups_VFD on Pumps
Residential | Res ¦ ENERGY STAR LED Lamps (General Service Lamps) | 2031 | Economic | MW | After Competition Groups | 0.4438 | 0 | 0 | 1224.6993 | 0.00036237 | 44 | Residential_2031_Economic_MW_After Competition Groups_44 | ENERGY STAR LED Lamps (General Service Lamps) | 0.03624% | 0 | 0.4438 | Residential_2031_Economic_MW_After Competition Groups_ENERGY STAR LED Lamps (General Service Lamps)
Residential | Res ¦ LED Exterior Area Lights - LED Fixture (200W) | 2031 | Economic | MW | After Competition Groups | 0.40725 | 0 | 0 | 1224.6993 | 0.00033253 | 45 | Residential_2031_Economic_MW_After Competition Groups_45 | LED Exterior Area Lights - LED Fixture (200W) | 0.03325% | 0 | 0.40725 | Residential_2031_Economic_MW_After Competition Groups_LED Exterior Area Lights - LED Fixture (200W)
Residential | Res ¦ ECM MOTORS FOR HVAC APPLICATION (FAN-POWERED VAV BOX) | 2031 | Economic | MW | After Competition Groups | 0.34166 | 0 | 0 | 1224.6993 | 0.00027898 | 46 | Residential_2031_Economic_MW_After Competition Groups_46 | ECM MOTORS FOR HVAC APPLICATION (FAN-POWERED VAV BOX) | 0.0279% | 0 | 0.34166 | Residential_2031_Economic_MW_After Competition Groups_ECM MOTORS FOR HVAC APPLICATION (FAN-POWERED VAV BOX)
Residential | Res ¦ Beverage Vending Machine Controls | 2031 | Economic | MW | After Competition Groups | 0.24627 | 0 | 0 | 1224.6993 | 0.00020109 | 47 | Residential_2031_Economic_MW_After Competition Groups_47 | Beverage Vending Machine Controls | 0.02011% | 0 | 0.24627 | Residential_2031_Economic_MW_After Competition Groups_Beverage Vending Machine Controls
Residential | Res ¦ Chilled Water Optimization | 2031 | Economic | MW | After Competition Groups | 0.24398 | 0 | 0 | 1224.6993 | 0.00019921 | 48 | Residential_2031_Economic_MW_After Competition Groups_48 | Chilled Water Optimization | 0.01992% | 0 | 0.24398 | Residential_2031_Economic_MW_After Competition Groups_Chilled Water Optimization
Residential | Res ¦ Wall Insulation | 2031 | Economic | MW | After Competition Groups | 0.21481 | 0 | 0 | 1224.6993 | 0.0001754 | 49 | Residential_2031_Economic_MW_After Competition Groups_49 | Wall Insulation | 0.01754% | 0 | 0.21481 | Residential_2031_Economic_MW_After Competition Groups_Wall Insulation
Residential | Res ¦ LED High Bay Fixture | 2031 | Economic | MW | After Competition Groups | 0.021551 | 0 | 0 | 1224.6993 | 1.7597e-05 | 50 | Residential_2031_Economic_MW_After Competition Groups_50 | LED High Bay Fixture | 0.00176% | 0 | 0.021551 | Residential_2031_Economic_MW_After Competition Groups_LED High Bay Fixture
Residential | Res ¦ Wall Insulation MF | 2031 | Economic | MW | After Competition Groups | 0.013019 | 0 | 0 | 1224.6993 | 1.063e-05 | 51 | Residential_2031_Economic_MW_After Competition Groups_51 | Wall Insulation MF | 0.001063% | 0 | 0.013019 | Residential_2031_Economic_MW_After Competition Groups_Wall Insulation MF
Residential | Res ¦ LED Downlight | 2031 | Economic | MW | After Competition Groups | 0 | 0 | 0 | 1224.6993 | 0 | 52 | Residential_2031_Economic_MW_After Competition Groups_52 | LED Downlight | 0% | 0 | 0 | Residential_2031_Economic_MW_After Competition Groups_LED Downlight
Residential | Res ¦ Smart Power Bar | 2031 | Economic | MW | After Competition Groups | 0 | 0 | 0 | 1224.6993 | 0 | 53 | Residential_2031_Economic_MW_After Competition Groups_53 | Smart Power Bar | 0% | 0 | 0 | Residential_2031_Economic_MW_After Competition Groups_Smart Power Bar
Residential | Res ¦ Ductless Mini-Split Heat Pump | 2031 | SC A | MW | After Competition Groups | 79.3439 | 0 | 0 | 399.5051 | 0.19861 | 1 | Residential_2031_SC A_MW_After Competition Groups_1 | Ductless Mini-Split Heat Pump | 19.86% | 0 | 79.3439 | Residential_2031_SC A_MW_After Competition Groups_Ductless Mini-Split Heat Pump
Residential | Res ¦ Building Recommissioning, Operations and Maintenance (O&M) Improvements | 2031 | SC A | MW | After Competition Groups | 46.6748 | 0 | 0 | 399.5051 | 0.11683 | 2 | Residential_2031_SC A_MW_After Competition Groups_2 | Building Recommissioning, Operations and Maintenance (O&M) Improvements | 11.68% | 0 | 46.6748 | Residential_2031_SC A_MW_After Competition Groups_Building Recommissioning, Operations and Maintenance (O&M) Improvements
Residential | Res ¦ Energy Star Clothes Washer | 2031 | SC A | MW | After Competition Groups | 41.904 | 0 | 0 | 399.5051 | 0.10489 | 3 | Residential_2031_SC A_MW_After Competition Groups_3 | Energy Star Clothes Washer | 10.49% | 0 | 41.904 | Residential_2031_SC A_MW_After Competition Groups_Energy Star Clothes Washer
Residential | Res ¦ Energy Star LED Specialty Bulbs | 2031 | SC A | MW | After Competition Groups | 28.6193 | 0 | 0 | 399.5051 | 0.071637 | 4 | Residential_2031_SC A_MW_After Competition Groups_4 | Energy Star LED Specialty Bulbs | 7.164% | 0 | 28.6193 | Residential_2031_SC A_MW_After Competition Groups_Energy Star LED Specialty Bulbs
Residential | Res ¦ Adaptive Thermostat | 2031 | SC A | MW | After Competition Groups | 27.5326 | 0 | 0 | 399.5051 | 0.068917 | 5 | Residential_2031_SC A_MW_After Competition Groups_5 | Adaptive Thermostat | 6.892% | 0 | 27.5326 | Residential_2031_SC A_MW_After Competition Groups_Adaptive Thermostat
Residential | Res ¦ Variable Speed Pool Pump Motor | 2031 | SC A | MW | After Competition Groups | 23.8693 | 0 | 0 | 399.5051 | 0.059747 | 6 | Residential_2031_SC A_MW_After Competition Groups_6 | Variable Speed Pool Pump Motor | 5.975% | 0 | 23.8693 | Residential_2031_SC A_MW_After Competition Groups_Variable Speed Pool Pump Motor
Residential | Res ¦ Energy Star Air Source Heat Pump | 2031 | SC A | MW | After Competition Groups | 19.511 | 0 | 0 | 399.5051 | 0.048838 | 7 | Residential_2031_SC A_MW_After Competition Groups_7 | Energy Star Air Source Heat Pump | 4.884% | 0 | 19.511 | Residential_2031_SC A_MW_After Competition Groups_Energy Star Air Source Heat Pump
Residential | Res ¦ Basement Wall Insulation | 2031 | SC A | MW | After Competition Groups | 19.0411 | 0 | 0 | 399.5051 | 0.047662 | 8 | Residential_2031_SC A_MW_After Competition Groups_8 | Basement Wall Insulation | 4.766% | 0 | 19.0411 | Residential_2031_SC A_MW_After Competition Groups_Basement Wall Insulation
Residential | Res ¦ Energy Star Room Air Conditioner | 2031 | SC A | MW | After Competition Groups | 13.3986 | 0 | 0 | 399.5051 | 0.033538 | 9 | Residential_2031_SC A_MW_After Competition Groups_9 | Energy Star Room Air Conditioner | 3.354% | 0 | 13.3986 | Residential_2031_SC A_MW_After Competition Groups_Energy Star Room Air Conditioner
Residential | Res ¦ Energy Star A Line, PAR, MR Lamps | 2031 | SC A | MW | After Competition Groups | 12.647 | 0 | 0 | 399.5051 | 0.031657 | 10 | Residential_2031_SC A_MW_After Competition Groups_10 | Energy Star A Line, PAR, MR Lamps | 3.166% | 0 | 12.647 | Residential_2031_SC A_MW_After Competition Groups_Energy Star A Line, PAR, MR Lamps
Residential | Res ¦ Energy Star LED Bulbs General Purpose LEDs | 2031 | SC A | MW | After Competition Groups | 9.3675 | 0 | 0 | 399.5051 | 0.023448 | 11 | Residential_2031_SC A_MW_After Competition Groups_11 | Energy Star LED Bulbs General Purpose LEDs | 2.345% | 0 | 9.3675 | Residential_2031_SC A_MW_After Competition Groups_Energy Star LED Bulbs General Purpose LEDs
Residential | Res ¦ High Efficiency Chiller (avg of water and air cooled) | 2031 | SC A | MW | After Competition Groups | 8.4666 | 0 | 0 | 399.5051 | 0.021193 | 12 | Residential_2031_SC A_MW_After Competition Groups_12 | High Efficiency Chiller (avg of water and air cooled) | 2.119% | 0 | 8.4666 | Residential_2031_SC A_MW_After Competition Groups_High Efficiency Chiller (avg of water and air cooled)
Residential | Res ¦ Energy Star Clothes Dryer | 2031 | SC A | MW | After Competition Groups | 7.5241 | 0 | 0 | 399.5051 | 0.018833 | 13 | Residential_2031_SC A_MW_After Competition Groups_13 | Energy Star Clothes Dryer | 1.883% | 0 | 7.5241 | Residential_2031_SC A_MW_After Competition Groups_Energy Star Clothes Dryer
Residential | Res ¦ Home Energy Reports | 2031 | SC A | MW | After Competition Groups | 7.0174 | 0 | 0 | 399.5051 | 0.017565 | 14 | Residential_2031_SC A_MW_After Competition Groups_14 | Home Energy Reports | 1.757% | 0 | 7.0174 | Residential_2031_SC A_MW_After Competition Groups_Home Energy Reports
Residential | Res ¦ Energy Star Torchiere | 2031 | SC A | MW | After Competition Groups | 6.2943 | 0 | 0 | 399.5051 | 0.015755 | 15 | Residential_2031_SC A_MW_After Competition Groups_15 | Energy Star Torchiere | 1.576% | 0 | 6.2943 | Residential_2031_SC A_MW_After Competition Groups_Energy Star Torchiere
Residential | Res ¦ Attic Insulation | 2031 | SC A | MW | After Competition Groups | 6.0088 | 0 | 0 | 399.5051 | 0.01504 | 16 | Residential_2031_SC A_MW_After Competition Groups_16 | Attic Insulation | 1.504% | 0 | 6.0088 | Residential_2031_SC A_MW_After Competition Groups_Attic Insulation
Residential | Res ¦ Occupancy Sensors MF | 2031 | SC A | MW | After Competition Groups | 5.7751 | 0 | 0 | 399.5051 | 0.014456 | 17 | Residential_2031_SC A_MW_After Competition Groups_17 | Occupancy Sensors MF | 1.446% | 0 | 5.7751 | Residential_2031_SC A_MW_After Competition Groups_Occupancy Sensors MF
Residential | Res ¦ Advanced BAS/Controllers | 2031 | SC A | MW | After Competition Groups | 4.4963 | 0 | 0 | 399.5051 | 0.011255 | 18 | Residential_2031_SC A_MW_After Competition Groups_18 | Advanced BAS/Controllers | 1.125% | 0 | 4.4963 | Residential_2031_SC A_MW_After Competition Groups_Advanced BAS/Controllers
Residential | Res ¦ Refrigerator Recycling | 2031 | SC A | MW | After Competition Groups | 3.8584 | 0 | 0 | 399.5051 | 0.0096579 | 19 | Residential_2031_SC A_MW_After Competition Groups_19 | Refrigerator Recycling | 0.9658% | 0 | 3.8584 | Residential_2031_SC A_MW_After Competition Groups_Refrigerator Recycling
Residential | Res ¦ LED Tube Re-Lamp | 2031 | SC A | MW | After Competition Groups | 3.271 | 0 | 0 | 399.5051 | 0.0081876 | 20 | Residential_2031_SC A_MW_After Competition Groups_20 | LED Tube Re-Lamp | 0.8188% | 0 | 3.271 | Residential_2031_SC A_MW_After Competition Groups_LED Tube Re-Lamp
Residential | Res ¦ Energy Star Freezer | 2031 | SC A | MW | After Competition Groups | 2.7965 | 0 | 0 | 399.5051 | 0.0069999 | 21 | Residential_2031_SC A_MW_After Competition Groups_21 | Energy Star Freezer | 0.7% | 0 | 2.7965 | Residential_2031_SC A_MW_After Competition Groups_Energy Star Freezer
Residential | Res ¦ Minimize Hot and Warm Clothes Wash | 2031 | SC A | MW | After Competition Groups | 2.6433 | 0 | 0 | 399.5051 | 0.0066164 | 22 | Residential_2031_SC A_MW_After Competition Groups_22 | Minimize Hot and Warm Clothes Wash | 0.6616% | 0 | 2.6433 | Residential_2031_SC A_MW_After Competition Groups_Minimize Hot and Warm Clothes Wash
Residential | Res ¦ Energy Star Light Fixture | 2031 | SC A | MW | After Competition Groups | 2.382 | 0 | 0 | 399.5051 | 0.0059624 | 23 | Residential_2031_SC A_MW_After Competition Groups_23 | Energy Star Light Fixture | 0.5962% | 0 | 2.382 | Residential_2031_SC A_MW_After Competition Groups_Energy Star Light Fixture
Residential | Res ¦ Outside Air Economizer | 2031 | SC A | MW | After Competition Groups | 2.3078 | 0 | 0 | 399.5051 | 0.0057766 | 24 | Residential_2031_SC A_MW_After Competition Groups_24 | Outside Air Economizer | 0.5777% | 0 | 2.3078 | Residential_2031_SC A_MW_After Competition Groups_Outside Air Economizer
Residential | Res ¦ Air Sealing | 2031 | SC A | MW | After Competition Groups | 2.2105 | 0 | 0 | 399.5051 | 0.0055331 | 25 | Residential_2031_SC A_MW_After Competition Groups_25 | Air Sealing | 0.5533% | 0 | 2.2105 | Residential_2031_SC A_MW_After Competition Groups_Air Sealing
Residential | Res ¦ ENERGY STAR LED LAMPS (REFLECTOR LAMPs/MR16/PAR 16) | 2031 | SC A | MW | After Competition Groups | 1.9568 | 0 | 0 | 399.5051 | 0.004898 | 26 | Residential_2031_SC A_MW_After Competition Groups_26 | ENERGY STAR LED LAMPS (REFLECTOR LAMPs/MR16/PAR 16) | 0.4898% | 0 | 1.9568 | Residential_2031_SC A_MW_After Competition Groups_ENERGY STAR LED LAMPS (REFLECTOR LAMPs/MR16/PAR 16)
Residential | Res ¦ Furnace Whistle | 2031 | SC A | MW | After Competition Groups | 1.1558 | 0 | 0 | 399.5051 | 0.0028932 | 27 | Residential_2031_SC A_MW_After Competition Groups_27 | Furnace Whistle | 0.2893% | 0 | 1.1558 | Residential_2031_SC A_MW_After Competition Groups_Furnace Whistle
Residential | Res ¦ Variable Frequency Drive (VFD) | 2031 | SC A | MW | After Competition Groups | 0.95263 | 0 | 0 | 399.5051 | 0.0023845 | 28 | Residential_2031_SC A_MW_After Competition Groups_28 | Variable Frequency Drive (VFD) | 0.2385% | 0 | 0.95263 | Residential_2031_SC A_MW_After Competition Groups_Variable Frequency Drive (VFD)
Residential | Res ¦ Comprehensive Draft Proofing | 2031 | SC A | MW | After Competition Groups | 0.93147 | 0 | 0 | 399.5051 | 0.0023316 | 29 | Residential_2031_SC A_MW_After Competition Groups_29 | Comprehensive Draft Proofing | 0.2332% | 0 | 0.93147 | Residential_2031_SC A_MW_After Competition Groups_Comprehensive Draft Proofing
Residential | Res ¦ LED Parking Lot Fixture | 2031 | SC A | MW | After Competition Groups | 0.82007 | 0 | 0 | 399.5051 | 0.0020527 | 30 | Residential_2031_SC A_MW_After Competition Groups_30 | LED Parking Lot Fixture | 0.2053% | 0 | 0.82007 | Residential_2031_SC A_MW_After Competition Groups_LED Parking Lot Fixture
Residential | Res ¦ CO Sensors for parking garage exhaust fans | 2031 | SC A | MW | After Competition Groups | 0.77865 | 0 | 0 | 399.5051 | 0.001949 | 31 | Residential_2031_SC A_MW_After Competition Groups_31 | CO Sensors for parking garage exhaust fans | 0.1949% | 0 | 0.77865 | Residential_2031_SC A_MW_After Competition Groups_CO Sensors for parking garage exhaust fans
Residential | Res ¦ Energy Star Dehumidifier | 2031 | SC A | MW | After Competition Groups | 0.73642 | 0 | 0 | 399.5051 | 0.0018433 | 32 | Residential_2031_SC A_MW_After Competition Groups_32 | Energy Star Dehumidifier | 0.1843% | 0 | 0.73642 | Residential_2031_SC A_MW_After Competition Groups_Energy Star Dehumidifier
Residential | Res ¦ Demand Control Ventilation | 2031 | SC A | MW | After Competition Groups | 0.61878 | 0 | 0 | 399.5051 | 0.0015489 | 33 | Residential_2031_SC A_MW_After Competition Groups_33 | Demand Control Ventilation | 0.1549% | 0 | 0.61878 | Residential_2031_SC A_MW_After Competition Groups_Demand Control Ventilation
Residential | Res ¦ Water Heater Temperature Setback | 2031 | SC A | MW | After Competition Groups | 0.59863 | 0 | 0 | 399.5051 | 0.0014984 | 34 | Residential_2031_SC A_MW_After Competition Groups_34 | Water Heater Temperature Setback | 0.1498% | 0 | 0.59863 | Residential_2031_SC A_MW_After Competition Groups_Water Heater Temperature Setback
Residential | Res ¦ ENERGY STAR LED Lamps (General Service Lamps) | 2031 | SC A | MW | After Competition Groups | 0.43506 | 0 | 0 | 399.5051 | 0.001089 | 35 | Residential_2031_SC A_MW_After Competition Groups_35 | ENERGY STAR LED Lamps (General Service Lamps) | 0.1089% | 0 | 0.43506 | Residential_2031_SC A_MW_After Competition Groups_ENERGY STAR LED Lamps (General Service Lamps)
Residential | Res ¦ Clothes Drying Racks | 2031 | SC A | MW | After Competition Groups | 0.43182 | 0 | 0 | 399.5051 | 0.0010809 | 36 | Residential_2031_SC A_MW_After Competition Groups_36 | Clothes Drying Racks | 0.1081% | 0 | 0.43182 | Residential_2031_SC A_MW_After Competition Groups_Clothes Drying Racks
Residential | Res ¦ Floor Insulation | 2031 | SC A | MW | After Competition Groups | 0.42606 | 0 | 0 | 399.5051 | 0.0010665 | 37 | Residential_2031_SC A_MW_After Competition Groups_37 | Floor Insulation | 0.1066% | 0 | 0.42606 | Residential_2031_SC A_MW_After Competition Groups_Floor Insulation
Residential | Res ¦ LED Exterior Area Lights - LED Fixture (200W) | 2031 | SC A | MW | After Competition Groups | 0.4014 | 0 | 0 | 399.5051 | 0.0010048 | 38 | Residential_2031_SC A_MW_After Competition Groups_38 | LED Exterior Area Lights - LED Fixture (200W) | 0.1005% | 0 | 0.4014 | Residential_2031_SC A_MW_After Competition Groups_LED Exterior Area Lights - LED Fixture (200W)
Residential | Res ¦ Smart Burners | 2031 | SC A | MW | After Competition Groups | 0.39707 | 0 | 0 | 399.5051 | 0.00099391 | 39 | Residential_2031_SC A_MW_After Competition Groups_39 | Smart Burners | 0.09939% | 0 | 0.39707 | Residential_2031_SC A_MW_After Competition Groups_Smart Burners
Residential | Res ¦ Tankless Water Heater | 2031 | SC A | MW | After Competition Groups | 0.38625 | 0 | 0 | 399.5051 | 0.00096683 | 40 | Residential_2031_SC A_MW_After Competition Groups_40 | Tankless Water Heater | 0.09668% | 0 | 0.38625 | Residential_2031_SC A_MW_After Competition Groups_Tankless Water Heater
Residential | Res ¦ Condensing Make Up Air Unit | 2031 | SC A | MW | After Competition Groups | 0.30043 | 0 | 0 | 399.5051 | 0.00075201 | 41 | Residential_2031_SC A_MW_After Competition Groups_41 | Condensing Make Up Air Unit | 0.0752% | 0 | 0.30043 | Residential_2031_SC A_MW_After Competition Groups_Condensing Make Up Air Unit
Residential | Res ¦ VFD on Pumps | 2031 | SC A | MW | After Competition Groups | 0.27398 | 0 | 0 | 399.5051 | 0.00068579 | 42 | Residential_2031_SC A_MW_After Competition Groups_42 | VFD on Pumps | 0.06858% | 0 | 0.27398 | Residential_2031_SC A_MW_After Competition Groups_VFD on Pumps
Residential | Res ¦ Duct Insulation | 2031 | SC A | MW | After Competition Groups | 0.25029 | 0 | 0 | 399.5051 | 0.00062651 | 43 | Residential_2031_SC A_MW_After Competition Groups_43 | Duct Insulation | 0.06265% | 0 | 0.25029 | Residential_2031_SC A_MW_After Competition Groups_Duct Insulation
Residential | Res ¦ ECM MOTORS FOR HVAC APPLICATION (FAN-POWERED VAV BOX) | 2031 | SC A | MW | After Competition Groups | 0.16366 | 0 | 0 | 399.5051 | 0.00040966 | 44 | Residential_2031_SC A_MW_After Competition Groups_44 | ECM MOTORS FOR HVAC APPLICATION (FAN-POWERED VAV BOX) | 0.04097% | 0 | 0.16366 | Residential_2031_SC A_MW_After Competition Groups_ECM MOTORS FOR HVAC APPLICATION (FAN-POWERED VAV BOX)
Residential | Res ¦ Heat Recovery Ventilator | 2031 | SC A | MW | After Competition Groups | 0.14877 | 0 | 0 | 399.5051 | 0.00037239 | 45 | Residential_2031_SC A_MW_After Competition Groups_45 | Heat Recovery Ventilator | 0.03724% | 0 | 0.14877 | Residential_2031_SC A_MW_After Competition Groups_Heat Recovery Ventilator
Residential | Res ¦ Duct Insulation MF | 2031 | SC A | MW | After Competition Groups | 0.14775 | 0 | 0 | 399.5051 | 0.00036983 | 46 | Residential_2031_SC A_MW_After Competition Groups_46 | Duct Insulation MF | 0.03698% | 0 | 0.14775 | Residential_2031_SC A_MW_After Competition Groups_Duct Insulation MF
Residential | Res ¦ Chilled Water Optimization | 2031 | SC A | MW | After Competition Groups | 0.11605 | 0 | 0 | 399.5051 | 0.00029048 | 47 | Residential_2031_SC A_MW_After Competition Groups_47 | Chilled Water Optimization | 0.02905% | 0 | 0.11605 | Residential_2031_SC A_MW_After Competition Groups_Chilled Water Optimization
Residential | Res ¦ Beverage Vending Machine Controls | 2031 | SC A | MW | After Competition Groups | 0.098112 | 0 | 0 | 399.5051 | 0.00024558 | 48 | Residential_2031_SC A_MW_After Competition Groups_48 | Beverage Vending Machine Controls | 0.02456% | 0 | 0.098112 | Residential_2031_SC A_MW_After Competition Groups_Beverage Vending Machine Controls
Residential | Res ¦ LED High Bay Fixture | 2031 | SC A | MW | After Competition Groups | 0.012964 | 0 | 0 | 399.5051 | 3.2449e-05 | 49 | Residential_2031_SC A_MW_After Competition Groups_49 | LED High Bay Fixture | 0.003245% | 0 | 0.012964 | Residential_2031_SC A_MW_After Competition Groups_LED High Bay Fixture
Residential | Res ¦ Wall Insulation MF | 2031 | SC A | MW | After Competition Groups | 0.0030336 | 0 | 0 | 399.5051 | 7.5933e-06 | 50 | Residential_2031_SC A_MW_After Competition Groups_50 | Wall Insulation MF | 0.0007593% | 0 | 0.0030336 | Residential_2031_SC A_MW_After Competition Groups_Wall Insulation MF
Residential | Res ¦ Wall Insulation | 2031 | SC A | MW | After Competition Groups | 0.0019046 | 0 | 0 | 399.5051 | 4.7673e-06 | 51 | Residential_2031_SC A_MW_After Competition Groups_51 | Wall Insulation | 0.0004767% | 0 | 0.0019046 | Residential_2031_SC A_MW_After Competition Groups_Wall Insulation
Residential | Res ¦ Freezer Recycling | 2031 | SC A | MW | After Competition Groups | 0.00042044 | 0 | 0 | 399.5051 | 1.0524e-06 | 52 | Residential_2031_SC A_MW_After Competition Groups_52 | Freezer Recycling | 0.0001052% | 0 | 0.00042044 | Residential_2031_SC A_MW_After Competition Groups_Freezer Recycling
Residential | Res ¦ LED Downlight | 2031 | SC A | MW | After Competition Groups | 0 | 0 | 0 | 399.5051 | 0 | 53 | Residential_2031_SC A_MW_After Competition Groups_53 | LED Downlight | 0% | 0 | 0 | Residential_2031_SC A_MW_After Competition Groups_LED Downlight
Residential | Res ¦ Smart Power Bar | 2031 | SC A | MW | After Competition Groups | 0 | 0 | 0 | 399.5051 | 0 | 54 | Residential_2031_SC A_MW_After Competition Groups_54 | Smart Power Bar | 0% | 0 | 0 | Residential_2031_SC A_MW_After Competition Groups_Smart Power Bar
Residential | Res ¦ Ductless Mini-Split Heat Pump | 2031 | SC B | MW | After Competition Groups | 101.9834 | 0 | 0 | 666.3125 | 0.15306 | 1 | Residential_2031_SC B_MW_After Competition Groups_1 | Ductless Mini-Split Heat Pump | 15.31% | 0 | 101.9834 | Residential_2031_SC B_MW_After Competition Groups_Ductless Mini-Split Heat Pump
Residential | Res ¦ Building Recommissioning, Operations and Maintenance (O&M) Improvements | 2031 | SC B | MW | After Competition Groups | 80.6528 | 0 | 0 | 666.3125 | 0.12104 | 2 | Residential_2031_SC B_MW_After Competition Groups_2 | Building Recommissioning, Operations and Maintenance (O&M) Improvements | 12.1% | 0 | 80.6528 | Residential_2031_SC B_MW_After Competition Groups_Building Recommissioning, Operations and Maintenance (O&M) Improvements
Residential | Res ¦ Adaptive Thermostat | 2031 | SC B | MW | After Competition Groups | 67.8892 | 0 | 0 | 666.3125 | 0.10189 | 3 | Residential_2031_SC B_MW_After Competition Groups_3 | Adaptive Thermostat | 10.19% | 0 | 67.8892 | Residential_2031_SC B_MW_After Competition Groups_Adaptive Thermostat
Residential | Res ¦ Energy Star Clothes Washer | 2031 | SC B | MW | After Competition Groups | 65.4967 | 0 | 0 | 666.3125 | 0.098297 | 4 | Residential_2031_SC B_MW_After Competition Groups_4 | Energy Star Clothes Washer | 9.83% | 0 | 65.4967 | Residential_2031_SC B_MW_After Competition Groups_Energy Star Clothes Washer
Residential | Res ¦ Variable Speed Pool Pump Motor | 2031 | SC B | MW | After Competition Groups | 57.6076 | 0 | 0 | 666.3125 | 0.086457 | 5 | Residential_2031_SC B_MW_After Competition Groups_5 | Variable Speed Pool Pump Motor | 8.646% | 0 | 57.6076 | Residential_2031_SC B_MW_After Competition Groups_Variable Speed Pool Pump Motor
Residential | Res ¦ Energy Star Air Source Heat Pump | 2031 | SC B | MW | After Competition Groups | 30.4923 | 0 | 0 | 666.3125 | 0.045763 | 6 | Residential_2031_SC B_MW_After Competition Groups_6 | Energy Star Air Source Heat Pump | 4.576% | 0 | 30.4923 | Residential_2031_SC B_MW_After Competition Groups_Energy Star Air Source Heat Pump
Residential | Res ¦ Energy Star Room Air Conditioner | 2031 | SC B | MW | After Competition Groups | 25.8336 | 0 | 0 | 666.3125 | 0.038771 | 7 | Residential_2031_SC B_MW_After Competition Groups_7 | Energy Star Room Air Conditioner | 3.877% | 0 | 25.8336 | Residential_2031_SC B_MW_After Competition Groups_Energy Star Room Air Conditioner
Residential | Res ¦ Basement Wall Insulation | 2031 | SC B | MW | After Competition Groups | 19.4205 | 0 | 0 | 666.3125 | 0.029146 | 8 | Residential_2031_SC B_MW_After Competition Groups_8 | Basement Wall Insulation | 2.915% | 0 | 19.4205 | Residential_2031_SC B_MW_After Competition Groups_Basement Wall Insulation
Residential | Res ¦ Energy Star LED Bulbs General Purpose LEDs | 2031 | SC B | MW | After Competition Groups | 18.5166 | 0 | 0 | 666.3125 | 0.02779 | 9 | Residential_2031_SC B_MW_After Competition Groups_9 | Energy Star LED Bulbs General Purpose LEDs | 2.779% | 0 | 18.5166 | Residential_2031_SC B_MW_After Competition Groups_Energy Star LED Bulbs General Purpose LEDs
Residential | Res ¦ Energy Star A Line, PAR, MR Lamps | 2031 | SC B | MW | After Competition Groups | 18.1399 | 0 | 0 | 666.3125 | 0.027224 | 10 | Residential_2031_SC B_MW_After Competition Groups_10 | Energy Star A Line, PAR, MR Lamps | 2.722% | 0 | 18.1399 | Residential_2031_SC B_MW_After Competition Groups_Energy Star A Line, PAR, MR Lamps
Residential | Res ¦ Energy Star LED Specialty Bulbs | 2031 | SC B | MW | After Competition Groups | 16.7755 | 0 | 0 | 666.3125 | 0.025177 | 11 | Residential_2031_SC B_MW_After Competition Groups_11 | Energy Star LED Specialty Bulbs | 2.518% | 0 | 16.7755 | Residential_2031_SC B_MW_After Competition Groups_Energy Star LED Specialty Bulbs
Residential | Res ¦ Attic Insulation | 2031 | SC B | MW | After Competition Groups | 14.9788 | 0 | 0 | 666.3125 | 0.02248 | 12 | Residential_2031_SC B_MW_After Competition Groups_12 | Attic Insulation | 2.248% | 0 | 14.9788 | Residential_2031_SC B_MW_After Competition Groups_Attic Insulation
Residential | Res ¦ Energy Star Clothes Dryer | 2031 | SC B | MW | After Competition Groups | 13.5612 | 0 | 0 | 666.3125 | 0.020353 | 13 | Residential_2031_SC B_MW_After Competition Groups_13 | Energy Star Clothes Dryer | 2.035% | 0 | 13.5612 | Residential_2031_SC B_MW_After Competition Groups_Energy Star Clothes Dryer
Residential | Res ¦ Advanced BAS/Controllers | 2031 | SC B | MW | After Competition Groups | 11.8039 | 0 | 0 | 666.3125 | 0.017715 | 14 | Residential_2031_SC B_MW_After Competition Groups_14 | Advanced BAS/Controllers | 1.772% | 0 | 11.8039 | Residential_2031_SC B_MW_After Competition Groups_Advanced BAS/Controllers
Residential | Res ¦ Clothes Drying Racks | 2031 | SC B | MW | After Competition Groups | 10.9216 | 0 | 0 | 666.3125 | 0.016391 | 15 | Residential_2031_SC B_MW_After Competition Groups_15 | Clothes Drying Racks | 1.639% | 0 | 10.9216 | Residential_2031_SC B_MW_After Competition Groups_Clothes Drying Racks
Residential | Res ¦ Occupancy Sensors MF | 2031 | SC B | MW | After Competition Groups | 10.4328 | 0 | 0 | 666.3125 | 0.015657 | 16 | Residential_2031_SC B_MW_After Competition Groups_16 | Occupancy Sensors MF | 1.566% | 0 | 10.4328 | Residential_2031_SC B_MW_After Competition Groups_Occupancy Sensors MF
Residential | Res ¦ Refrigerator Recycling | 2031 | SC B | MW | After Competition Groups | 9.2568 | 0 | 0 | 666.3125 | 0.013893 | 17 | Residential_2031_SC B_MW_After Competition Groups_17 | Refrigerator Recycling | 1.389% | 0 | 9.2568 | Residential_2031_SC B_MW_After Competition Groups_Refrigerator Recycling
Residential | Res ¦ Energy Star Torchiere | 2031 | SC B | MW | After Competition Groups | 9.0431 | 0 | 0 | 666.3125 | 0.013572 | 18 | Residential_2031_SC B_MW_After Competition Groups_18 | Energy Star Torchiere | 1.357% | 0 | 9.0431 | Residential_2031_SC B_MW_After Competition Groups_Energy Star Torchiere
Residential | Res ¦ High Efficiency Chiller (avg of water and air cooled) | 2031 | SC B | MW | After Competition Groups | 8.6919 | 0 | 0 | 666.3125 | 0.013045 | 19 | Residential_2031_SC B_MW_After Competition Groups_19 | High Efficiency Chiller (avg of water and air cooled) | 1.304% | 0 | 8.6919 | Residential_2031_SC B_MW_After Competition Groups_High Efficiency Chiller (avg of water and air cooled)
Residential | Res ¦ Freezer Recycling | 2031 | SC B | MW | After Competition Groups | 8.6146 | 0 | 0 | 666.3125 | 0.012929 | 20 | Residential_2031_SC B_MW_After Competition Groups_20 | Freezer Recycling | 1.293% | 0 | 8.6146 | Residential_2031_SC B_MW_After Competition Groups_Freezer Recycling
Residential | Res ¦ Home Energy Reports | 2031 | SC B | MW | After Competition Groups | 7.0174 | 0 | 0 | 666.3125 | 0.010532 | 21 | Residential_2031_SC B_MW_After Competition Groups_21 | Home Energy Reports | 1.053% | 0 | 7.0174 | Residential_2031_SC B_MW_After Competition Groups_Home Energy Reports
Residential | Res ¦ Energy Star Dehumidifier | 2031 | SC B | MW | After Competition Groups | 6.8226 | 0 | 0 | 666.3125 | 0.010239 | 22 | Residential_2031_SC B_MW_After Competition Groups_22 | Energy Star Dehumidifier | 1.024% | 0 | 6.8226 | Residential_2031_SC B_MW_After Competition Groups_Energy Star Dehumidifier
Residential | Res ¦ Energy Star Freezer | 2031 | SC B | MW | After Competition Groups | 5.9313 | 0 | 0 | 666.3125 | 0.0089017 | 23 | Residential_2031_SC B_MW_After Competition Groups_23 | Energy Star Freezer | 0.8902% | 0 | 5.9313 | Residential_2031_SC B_MW_After Competition Groups_Energy Star Freezer
Residential | Res ¦ Air Sealing | 2031 | SC B | MW | After Competition Groups | 4.1307 | 0 | 0 | 666.3125 | 0.0061993 | 24 | Residential_2031_SC B_MW_After Competition Groups_24 | Air Sealing | 0.6199% | 0 | 4.1307 | Residential_2031_SC B_MW_After Competition Groups_Air Sealing
Residential | Res ¦ Floor Insulation | 2031 | SC B | MW | After Competition Groups | 3.9241 | 0 | 0 | 666.3125 | 0.0058892 | 25 | Residential_2031_SC B_MW_After Competition Groups_25 | Floor Insulation | 0.5889% | 0 | 3.9241 | Residential_2031_SC B_MW_After Competition Groups_Floor Insulation
Residential | Res ¦ Duct Insulation | 2031 | SC B | MW | After Competition Groups | 3.6031 | 0 | 0 | 666.3125 | 0.0054075 | 26 | Residential_2031_SC B_MW_After Competition Groups_26 | Duct Insulation | 0.5407% | 0 | 3.6031 | Residential_2031_SC B_MW_After Competition Groups_Duct Insulation
Residential | Res ¦ Energy Star Light Fixture | 2031 | SC B | MW | After Competition Groups | 3.3986 | 0 | 0 | 666.3125 | 0.0051006 | 27 | Residential_2031_SC B_MW_After Competition Groups_27 | Energy Star Light Fixture | 0.5101% | 0 | 3.3986 | Residential_2031_SC B_MW_After Competition Groups_Energy Star Light Fixture
Residential | Res ¦ LED Tube Re-Lamp | 2031 | SC B | MW | After Competition Groups | 3.271 | 0 | 0 | 666.3125 | 0.0049091 | 28 | Residential_2031_SC B_MW_After Competition Groups_28 | LED Tube Re-Lamp | 0.4909% | 0 | 3.271 | Residential_2031_SC B_MW_After Competition Groups_LED Tube Re-Lamp
Residential | Res ¦ Outside Air Economizer | 2031 | SC B | MW | After Competition Groups | 3.2414 | 0 | 0 | 666.3125 | 0.0048648 | 29 | Residential_2031_SC B_MW_After Competition Groups_29 | Outside Air Economizer | 0.4865% | 0 | 3.2414 | Residential_2031_SC B_MW_After Competition Groups_Outside Air Economizer
Residential | Res ¦ Minimize Hot and Warm Clothes Wash | 2031 | SC B | MW | After Competition Groups | 2.6433 | 0 | 0 | 666.3125 | 0.0039671 | 30 | Residential_2031_SC B_MW_After Competition Groups_30 | Minimize Hot and Warm Clothes Wash | 0.3967% | 0 | 2.6433 | Residential_2031_SC B_MW_After Competition Groups_Minimize Hot and Warm Clothes Wash
Residential | Res ¦ Demand Control Ventilation | 2031 | SC B | MW | After Competition Groups | 2.0744 | 0 | 0 | 666.3125 | 0.0031133 | 31 | Residential_2031_SC B_MW_After Competition Groups_31 | Demand Control Ventilation | 0.3113% | 0 | 2.0744 | Residential_2031_SC B_MW_After Competition Groups_Demand Control Ventilation
Residential | Res ¦ Furnace Whistle | 2031 | SC B | MW | After Competition Groups | 1.9936 | 0 | 0 | 666.3125 | 0.002992 | 32 | Residential_2031_SC B_MW_After Competition Groups_32 | Furnace Whistle | 0.2992% | 0 | 1.9936 | Residential_2031_SC B_MW_After Competition Groups_Furnace Whistle
Residential | Res ¦ ENERGY STAR LED LAMPS (REFLECTOR LAMPs/MR16/PAR 16) | 2031 | SC B | MW | After Competition Groups | 1.9568 | 0 | 0 | 666.3125 | 0.0029367 | 33 | Residential_2031_SC B_MW_After Competition Groups_33 | ENERGY STAR LED LAMPS (REFLECTOR LAMPs/MR16/PAR 16) | 0.2937% | 0 | 1.9568 | Residential_2031_SC B_MW_After Competition Groups_ENERGY STAR LED LAMPS (REFLECTOR LAMPs/MR16/PAR 16)
Residential | Res ¦ Heat Recovery Ventilator | 2031 | SC B | MW | After Competition Groups | 1.7776 | 0 | 0 | 666.3125 | 0.0026678 | 34 | Residential_2031_SC B_MW_After Competition Groups_34 | Heat Recovery Ventilator | 0.2668% | 0 | 1.7776 | Residential_2031_SC B_MW_After Competition Groups_Heat Recovery Ventilator
Residential | Res ¦ CO Sensors for parking garage exhaust fans | 2031 | SC B | MW | After Competition Groups | 1.7321 | 0 | 0 | 666.3125 | 0.0025996 | 35 | Residential_2031_SC B_MW_After Competition Groups_35 | CO Sensors for parking garage exhaust fans | 0.26% | 0 | 1.7321 | Residential_2031_SC B_MW_After Competition Groups_CO Sensors for parking garage exhaust fans
Residential | Res ¦ Smart Burners | 2031 | SC B | MW | After Competition Groups | 1.7172 | 0 | 0 | 666.3125 | 0.0025772 | 36 | Residential_2031_SC B_MW_After Competition Groups_36 | Smart Burners | 0.2577% | 0 | 1.7172 | Residential_2031_SC B_MW_After Competition Groups_Smart Burners
Residential | Res ¦ Comprehensive Draft Proofing | 2031 | SC B | MW | After Competition Groups | 1.6941 | 0 | 0 | 666.3125 | 0.0025424 | 37 | Residential_2031_SC B_MW_After Competition Groups_37 | Comprehensive Draft Proofing | 0.2542% | 0 | 1.6941 | Residential_2031_SC B_MW_After Competition Groups_Comprehensive Draft Proofing
Residential | Res ¦ Variable Frequency Drive (VFD) | 2031 | SC B | MW | After Competition Groups | 1.6431 | 0 | 0 | 666.3125 | 0.0024659 | 38 | Residential_2031_SC B_MW_After Competition Groups_38 | Variable Frequency Drive (VFD) | 0.2466% | 0 | 1.6431 | Residential_2031_SC B_MW_After Competition Groups_Variable Frequency Drive (VFD)
Residential | Res ¦ Duct Insulation MF | 2031 | SC B | MW | After Competition Groups | 1.5183 | 0 | 0 | 666.3125 | 0.0022786 | 39 | Residential_2031_SC B_MW_After Competition Groups_39 | Duct Insulation MF | 0.2279% | 0 | 1.5183 | Residential_2031_SC B_MW_After Competition Groups_Duct Insulation MF
Residential | Res ¦ Condensing Make Up Air Unit | 2031 | SC B | MW | After Competition Groups | 1.0881 | 0 | 0 | 666.3125 | 0.001633 | 40 | Residential_2031_SC B_MW_After Competition Groups_40 | Condensing Make Up Air Unit | 0.1633% | 0 | 1.0881 | Residential_2031_SC B_MW_After Competition Groups_Condensing Make Up Air Unit
Residential | Res ¦ Tankless Water Heater | 2031 | SC B | MW | After Competition Groups | 1.0395 | 0 | 0 | 666.3125 | 0.0015601 | 41 | Residential_2031_SC B_MW_After Competition Groups_41 | Tankless Water Heater | 0.156% | 0 | 1.0395 | Residential_2031_SC B_MW_After Competition Groups_Tankless Water Heater
Residential | Res ¦ Water Heater Temperature Setback | 2031 | SC B | MW | After Competition Groups | 1.0392 | 0 | 0 | 666.3125 | 0.0015596 | 42 | Residential_2031_SC B_MW_After Competition Groups_42 | Water Heater Temperature Setback | 0.156% | 0 | 1.0392 | Residential_2031_SC B_MW_After Competition Groups_Water Heater Temperature Setback
Residential | Res ¦ LED Parking Lot Fixture | 2031 | SC B | MW | After Competition Groups | 0.88566 | 0 | 0 | 666.3125 | 0.0013292 | 43 | Residential_2031_SC B_MW_After Competition Groups_43 | LED Parking Lot Fixture | 0.1329% | 0 | 0.88566 | Residential_2031_SC B_MW_After Competition Groups_LED Parking Lot Fixture
Residential | Res ¦ VFD on Pumps | 2031 | SC B | MW | After Competition Groups | 0.50526 | 0 | 0 | 666.3125 | 0.0007583 | 44 | Residential_2031_SC B_MW_After Competition Groups_44 | VFD on Pumps | 0.07583% | 0 | 0.50526 | Residential_2031_SC B_MW_After Competition Groups_VFD on Pumps
Residential | Res ¦ ENERGY STAR LED Lamps (General Service Lamps) | 2031 | SC B | MW | After Competition Groups | 0.43506 | 0 | 0 | 666.3125 | 0.00065294 | 45 | Residential_2031_SC B_MW_After Competition Groups_45 | ENERGY STAR LED Lamps (General Service Lamps) | 0.06529% | 0 | 0.43506 | Residential_2031_SC B_MW_After Competition Groups_ENERGY STAR LED Lamps (General Service Lamps)
Residential | Res ¦ LED Exterior Area Lights - LED Fixture (200W) | 2031 | SC B | MW | After Competition Groups | 0.4014 | 0 | 0 | 666.3125 | 0.00060242 | 46 | Residential_2031_SC B_MW_After Competition Groups_46 | LED Exterior Area Lights - LED Fixture (200W) | 0.06024% | 0 | 0.4014 | Residential_2031_SC B_MW_After Competition Groups_LED Exterior Area Lights - LED Fixture (200W)
Residential | Res ¦ ECM MOTORS FOR HVAC APPLICATION (FAN-POWERED VAV BOX) | 2031 | SC B | MW | After Competition Groups | 0.28145 | 0 | 0 | 666.3125 | 0.0004224 | 47 | Residential_2031_SC B_MW_After Competition Groups_47 | ECM MOTORS FOR HVAC APPLICATION (FAN-POWERED VAV BOX) | 0.04224% | 0 | 0.28145 | Residential_2031_SC B_MW_After Competition Groups_ECM MOTORS FOR HVAC APPLICATION (FAN-POWERED VAV BOX)
Residential | Res ¦ Beverage Vending Machine Controls | 2031 | SC B | MW | After Competition Groups | 0.19313 | 0 | 0 | 666.3125 | 0.00028986 | 48 | Residential_2031_SC B_MW_After Competition Groups_48 | Beverage Vending Machine Controls | 0.02899% | 0 | 0.19313 | Residential_2031_SC B_MW_After Competition Groups_Beverage Vending Machine Controls
Residential | Res ¦ Chilled Water Optimization | 2031 | SC B | MW | After Competition Groups | 0.15609 | 0 | 0 | 666.3125 | 0.00023425 | 49 | Residential_2031_SC B_MW_After Competition Groups_49 | Chilled Water Optimization | 0.02343% | 0 | 0.15609 | Residential_2031_SC B_MW_After Competition Groups_Chilled Water Optimization
Residential | Res ¦ Wall Insulation | 2031 | SC B | MW | After Competition Groups | 0.056399 | 0 | 0 | 666.3125 | 8.4643e-05 | 50 | Residential_2031_SC B_MW_After Competition Groups_50 | Wall Insulation | 0.008464% | 0 | 0.056399 | Residential_2031_SC B_MW_After Competition Groups_Wall Insulation
Residential | Res ¦ LED High Bay Fixture | 2031 | SC B | MW | After Competition Groups | 0.024467 | 0 | 0 | 666.3125 | 3.672e-05 | 51 | Residential_2031_SC B_MW_After Competition Groups_51 | LED High Bay Fixture | 0.003672% | 0 | 0.024467 | Residential_2031_SC B_MW_After Competition Groups_LED High Bay Fixture
Residential | Res ¦ Wall Insulation MF | 2031 | SC B | MW | After Competition Groups | 0.0034209 | 0 | 0 | 666.3125 | 5.1341e-06 | 52 | Residential_2031_SC B_MW_After Competition Groups_52 | Wall Insulation MF | 0.0005134% | 0 | 0.0034209 | Residential_2031_SC B_MW_After Competition Groups_Wall Insulation MF
Residential | Res ¦ LED Downlight | 2031 | SC B | MW | After Competition Groups | 0 | 0 | 0 | 666.3125 | 0 | 53 | Residential_2031_SC B_MW_After Competition Groups_53 | LED Downlight | 0% | 0 | 0 | Residential_2031_SC B_MW_After Competition Groups_LED Downlight
Residential | Res ¦ Smart Power Bar | 2031 | SC B | MW | After Competition Groups | 0 | 0 | 0 | 666.3125 | 0 | 54 | Residential_2031_SC B_MW_After Competition Groups_54 | Smart Power Bar | 0% | 0 | 0 | Residential_2031_SC B_MW_After Competition Groups_Smart Power Bar
Residential | Res ¦ Ductless Mini-Split Heat Pump | 2031 | SC C | MW | After Competition Groups | 79.3412 | 0 | 0 | 485.6759 | 0.16336 | 1 | Residential_2031_SC C_MW_After Competition Groups_1 | Ductless Mini-Split Heat Pump | 16.34% | 0 | 79.3412 | Residential_2031_SC C_MW_After Competition Groups_Ductless Mini-Split Heat Pump
Residential | Res ¦ Energy Star Clothes Washer | 2031 | SC C | MW | After Competition Groups | 58.7792 | 0 | 0 | 485.6759 | 0.12103 | 2 | Residential_2031_SC C_MW_After Competition Groups_2 | Energy Star Clothes Washer | 12.1% | 0 | 58.7792 | Residential_2031_SC C_MW_After Competition Groups_Energy Star Clothes Washer
Residential | Res ¦ Building Recommissioning, Operations and Maintenance (O&M) Improvements | 2031 | SC C | MW | After Competition Groups | 46.7604 | 0 | 0 | 485.6759 | 0.096279 | 3 | Residential_2031_SC C_MW_After Competition Groups_3 | Building Recommissioning, Operations and Maintenance (O&M) Improvements | 9.628% | 0 | 46.7604 | Residential_2031_SC C_MW_After Competition Groups_Building Recommissioning, Operations and Maintenance (O&M) Improvements
Residential | Res ¦ Adaptive Thermostat | 2031 | SC C | MW | After Competition Groups | 46.4796 | 0 | 0 | 485.6759 | 0.095701 | 4 | Residential_2031_SC C_MW_After Competition Groups_4 | Adaptive Thermostat | 9.57% | 0 | 46.4796 | Residential_2031_SC C_MW_After Competition Groups_Adaptive Thermostat
Residential | Res ¦ Variable Speed Pool Pump Motor | 2031 | SC C | MW | After Competition Groups | 33.4005 | 0 | 0 | 485.6759 | 0.068771 | 5 | Residential_2031_SC C_MW_After Competition Groups_5 | Variable Speed Pool Pump Motor | 6.877% | 0 | 33.4005 | Residential_2031_SC C_MW_After Competition Groups_Variable Speed Pool Pump Motor
Residential | Res ¦ Energy Star LED Specialty Bulbs | 2031 | SC C | MW | After Competition Groups | 28.6193 | 0 | 0 | 485.6759 | 0.058927 | 6 | Residential_2031_SC C_MW_After Competition Groups_6 | Energy Star LED Specialty Bulbs | 5.893% | 0 | 28.6193 | Residential_2031_SC C_MW_After Competition Groups_Energy Star LED Specialty Bulbs
Residential | Res ¦ Energy Star Room Air Conditioner | 2031 | SC C | MW | After Competition Groups | 20.9102 | 0 | 0 | 485.6759 | 0.043054 | 7 | Residential_2031_SC C_MW_After Competition Groups_7 | Energy Star Room Air Conditioner | 4.305% | 0 | 20.9102 | Residential_2031_SC C_MW_After Competition Groups_Energy Star Room Air Conditioner
Residential | Res ¦ Energy Star Air Source Heat Pump | 2031 | SC C | MW | After Competition Groups | 19.511 | 0 | 0 | 485.6759 | 0.040173 | 8 | Residential_2031_SC C_MW_After Competition Groups_8 | Energy Star Air Source Heat Pump | 4.017% | 0 | 19.511 | Residential_2031_SC C_MW_After Competition Groups_Energy Star Air Source Heat Pump
Residential | Res ¦ Basement Wall Insulation | 2031 | SC C | MW | After Competition Groups | 19.4233 | 0 | 0 | 485.6759 | 0.039992 | 9 | Residential_2031_SC C_MW_After Competition Groups_9 | Basement Wall Insulation | 3.999% | 0 | 19.4233 | Residential_2031_SC C_MW_After Competition Groups_Basement Wall Insulation
Residential | Res ¦ Attic Insulation | 2031 | SC C | MW | After Competition Groups | 14.6225 | 0 | 0 | 485.6759 | 0.030107 | 10 | Residential_2031_SC C_MW_After Competition Groups_10 | Attic Insulation | 3.011% | 0 | 14.6225 | Residential_2031_SC C_MW_After Competition Groups_Attic Insulation
Residential | Res ¦ Energy Star Clothes Dryer | 2031 | SC C | MW | After Competition Groups | 13.5658 | 0 | 0 | 485.6759 | 0.027932 | 11 | Residential_2031_SC C_MW_After Competition Groups_11 | Energy Star Clothes Dryer | 2.793% | 0 | 13.5658 | Residential_2031_SC C_MW_After Competition Groups_Energy Star Clothes Dryer
Residential | Res ¦ Energy Star A Line, PAR, MR Lamps | 2031 | SC C | MW | After Competition Groups | 12.647 | 0 | 0 | 485.6759 | 0.02604 | 12 | Residential_2031_SC C_MW_After Competition Groups_12 | Energy Star A Line, PAR, MR Lamps | 2.604% | 0 | 12.647 | Residential_2031_SC C_MW_After Competition Groups_Energy Star A Line, PAR, MR Lamps
Residential | Res ¦ Energy Star LED Bulbs General Purpose LEDs | 2031 | SC C | MW | After Competition Groups | 9.3675 | 0 | 0 | 485.6759 | 0.019288 | 13 | Residential_2031_SC C_MW_After Competition Groups_13 | Energy Star LED Bulbs General Purpose LEDs | 1.929% | 0 | 9.3675 | Residential_2031_SC C_MW_After Competition Groups_Energy Star LED Bulbs General Purpose LEDs
Residential | Res ¦ High Efficiency Chiller (avg of water and air cooled) | 2031 | SC C | MW | After Competition Groups | 8.4666 | 0 | 0 | 485.6759 | 0.017433 | 14 | Residential_2031_SC C_MW_After Competition Groups_14 | High Efficiency Chiller (avg of water and air cooled) | 1.743% | 0 | 8.4666 | Residential_2031_SC C_MW_After Competition Groups_High Efficiency Chiller (avg of water and air cooled)
Residential | Res ¦ Home Energy Reports | 2031 | SC C | MW | After Competition Groups | 7.0174 | 0 | 0 | 485.6759 | 0.014449 | 15 | Residential_2031_SC C_MW_After Competition Groups_15 | Home Energy Reports | 1.445% | 0 | 7.0174 | Residential_2031_SC C_MW_After Competition Groups_Home Energy Reports
Residential | Res ¦ Advanced BAS/Controllers | 2031 | SC C | MW | After Competition Groups | 6.8439 | 0 | 0 | 485.6759 | 0.014092 | 16 | Residential_2031_SC C_MW_After Competition Groups_16 | Advanced BAS/Controllers | 1.409% | 0 | 6.8439 | Residential_2031_SC C_MW_After Competition Groups_Advanced BAS/Controllers
Residential | Res ¦ Energy Star Torchiere | 2031 | SC C | MW | After Competition Groups | 6.2943 | 0 | 0 | 485.6759 | 0.01296 | 17 | Residential_2031_SC C_MW_After Competition Groups_17 | Energy Star Torchiere | 1.296% | 0 | 6.2943 | Residential_2031_SC C_MW_After Competition Groups_Energy Star Torchiere
Residential | Res ¦ Occupancy Sensors MF | 2031 | SC C | MW | After Competition Groups | 5.7751 | 0 | 0 | 485.6759 | 0.011891 | 18 | Residential_2031_SC C_MW_After Competition Groups_18 | Occupancy Sensors MF | 1.189% | 0 | 5.7751 | Residential_2031_SC C_MW_After Competition Groups_Occupancy Sensors MF
Residential | Res ¦ Refrigerator Recycling | 2031 | SC C | MW | After Competition Groups | 5.3671 | 0 | 0 | 485.6759 | 0.011051 | 19 | Residential_2031_SC C_MW_After Competition Groups_19 | Refrigerator Recycling | 1.105% | 0 | 5.3671 | Residential_2031_SC C_MW_After Competition Groups_Refrigerator Recycling
Residential | Res ¦ Energy Star Freezer | 2031 | SC C | MW | After Competition Groups | 4.8364 | 0 | 0 | 485.6759 | 0.0099581 | 20 | Residential_2031_SC C_MW_After Competition Groups_20 | Energy Star Freezer | 0.9958% | 0 | 4.8364 | Residential_2031_SC C_MW_After Competition Groups_Energy Star Freezer
Residential | Res ¦ Air Sealing | 2031 | SC C | MW | After Competition Groups | 3.7645 | 0 | 0 | 485.6759 | 0.007751 | 21 | Residential_2031_SC C_MW_After Competition Groups_21 | Air Sealing | 0.7751% | 0 | 3.7645 | Residential_2031_SC C_MW_After Competition Groups_Air Sealing
Residential | Res ¦ Energy Star Dehumidifier | 2031 | SC C | MW | After Competition Groups | 3.3584 | 0 | 0 | 485.6759 | 0.006915 | 22 | Residential_2031_SC C_MW_After Competition Groups_22 | Energy Star Dehumidifier | 0.6915% | 0 | 3.3584 | Residential_2031_SC C_MW_After Competition Groups_Energy Star Dehumidifier
Residential | Res ¦ LED Tube Re-Lamp | 2031 | SC C | MW | After Competition Groups | 3.271 | 0 | 0 | 485.6759 | 0.0067349 | 23 | Residential_2031_SC C_MW_After Competition Groups_23 | LED Tube Re-Lamp | 0.6735% | 0 | 3.271 | Residential_2031_SC C_MW_After Competition Groups_LED Tube Re-Lamp
Residential | Res ¦ Energy Star Light Fixture | 2031 | SC C | MW | After Competition Groups | 3.1402 | 0 | 0 | 485.6759 | 0.0064656 | 24 | Residential_2031_SC C_MW_After Competition Groups_24 | Energy Star Light Fixture | 0.6466% | 0 | 3.1402 | Residential_2031_SC C_MW_After Competition Groups_Energy Star Light Fixture
Residential | Res ¦ Floor Insulation | 2031 | SC C | MW | After Competition Groups | 3.0693 | 0 | 0 | 485.6759 | 0.0063197 | 25 | Residential_2031_SC C_MW_After Competition Groups_25 | Floor Insulation | 0.632% | 0 | 3.0693 | Residential_2031_SC C_MW_After Competition Groups_Floor Insulation
Residential | Res ¦ Minimize Hot and Warm Clothes Wash | 2031 | SC C | MW | After Competition Groups | 2.6433 | 0 | 0 | 485.6759 | 0.0054425 | 26 | Residential_2031_SC C_MW_After Competition Groups_26 | Minimize Hot and Warm Clothes Wash | 0.5443% | 0 | 2.6433 | Residential_2031_SC C_MW_After Competition Groups_Minimize Hot and Warm Clothes Wash
Residential | Res ¦ Outside Air Economizer | 2031 | SC C | MW | After Competition Groups | 2.3078 | 0 | 0 | 485.6759 | 0.0047517 | 27 | Residential_2031_SC C_MW_After Competition Groups_27 | Outside Air Economizer | 0.4752% | 0 | 2.3078 | Residential_2031_SC C_MW_After Competition Groups_Outside Air Economizer
Residential | Res ¦ ENERGY STAR LED LAMPS (REFLECTOR LAMPs/MR16/PAR 16) | 2031 | SC C | MW | After Competition Groups | 1.9568 | 0 | 0 | 485.6759 | 0.004029 | 28 | Residential_2031_SC C_MW_After Competition Groups_28 | ENERGY STAR LED LAMPS (REFLECTOR LAMPs/MR16/PAR 16) | 0.4029% | 0 | 1.9568 | Residential_2031_SC C_MW_After Competition Groups_ENERGY STAR LED LAMPS (REFLECTOR LAMPs/MR16/PAR 16)
Residential | Res ¦ Duct Insulation MF | 2031 | SC C | MW | After Competition Groups | 1.388 | 0 | 0 | 485.6759 | 0.002858 | 29 | Residential_2031_SC C_MW_After Competition Groups_29 | Duct Insulation MF | 0.2858% | 0 | 1.388 | Residential_2031_SC C_MW_After Competition Groups_Duct Insulation MF
Residential | Res ¦ Demand Control Ventilation | 2031 | SC C | MW | After Competition Groups | 1.2028 | 0 | 0 | 485.6759 | 0.0024765 | 30 | Residential_2031_SC C_MW_After Competition Groups_30 | Demand Control Ventilation | 0.2477% | 0 | 1.2028 | Residential_2031_SC C_MW_After Competition Groups_Demand Control Ventilation
Residential | Res ¦ Furnace Whistle | 2031 | SC C | MW | After Competition Groups | 1.1558 | 0 | 0 | 485.6759 | 0.0023798 | 31 | Residential_2031_SC C_MW_After Competition Groups_31 | Furnace Whistle | 0.238% | 0 | 1.1558 | Residential_2031_SC C_MW_After Competition Groups_Furnace Whistle
Residential | Res ¦ Smart Burners | 2031 | SC C | MW | After Competition Groups | 1.1013 | 0 | 0 | 485.6759 | 0.0022675 | 32 | Residential_2031_SC C_MW_After Competition Groups_32 | Smart Burners | 0.2268% | 0 | 1.1013 | Residential_2031_SC C_MW_After Competition Groups_Smart Burners
Residential | Res ¦ Duct Insulation | 2031 | SC C | MW | After Competition Groups | 1.0722 | 0 | 0 | 485.6759 | 0.0022076 | 33 | Residential_2031_SC C_MW_After Competition Groups_33 | Duct Insulation | 0.2208% | 0 | 1.0722 | Residential_2031_SC C_MW_After Competition Groups_Duct Insulation
Residential | Res ¦ CO Sensors for parking garage exhaust fans | 2031 | SC C | MW | After Competition Groups | 1.0405 | 0 | 0 | 485.6759 | 0.0021423 | 34 | Residential_2031_SC C_MW_After Competition Groups_34 | CO Sensors for parking garage exhaust fans | 0.2142% | 0 | 1.0405 | Residential_2031_SC C_MW_After Competition Groups_CO Sensors for parking garage exhaust fans
Residential | Res ¦ Comprehensive Draft Proofing | 2031 | SC C | MW | After Competition Groups | 0.98217 | 0 | 0 | 485.6759 | 0.0020223 | 35 | Residential_2031_SC C_MW_After Competition Groups_35 | Comprehensive Draft Proofing | 0.2022% | 0 | 0.98217 | Residential_2031_SC C_MW_After Competition Groups_Comprehensive Draft Proofing
Residential | Res ¦ Variable Frequency Drive (VFD) | 2031 | SC C | MW | After Competition Groups | 0.95263 | 0 | 0 | 485.6759 | 0.0019615 | 36 | Residential_2031_SC C_MW_After Competition Groups_36 | Variable Frequency Drive (VFD) | 0.1961% | 0 | 0.95263 | Residential_2031_SC C_MW_After Competition Groups_Variable Frequency Drive (VFD)
Residential | Res ¦ LED Parking Lot Fixture | 2031 | SC C | MW | After Competition Groups | 0.82007 | 0 | 0 | 485.6759 | 0.0016885 | 37 | Residential_2031_SC C_MW_After Competition Groups_37 | LED Parking Lot Fixture | 0.1689% | 0 | 0.82007 | Residential_2031_SC C_MW_After Competition Groups_LED Parking Lot Fixture
Residential | Res ¦ Condensing Make Up Air Unit | 2031 | SC C | MW | After Competition Groups | 0.79557 | 0 | 0 | 485.6759 | 0.0016381 | 38 | Residential_2031_SC C_MW_After Competition Groups_38 | Condensing Make Up Air Unit | 0.1638% | 0 | 0.79557 | Residential_2031_SC C_MW_After Competition Groups_Condensing Make Up Air Unit
Residential | Res ¦ Tankless Water Heater | 2031 | SC C | MW | After Competition Groups | 0.65034 | 0 | 0 | 485.6759 | 0.001339 | 39 | Residential_2031_SC C_MW_After Competition Groups_39 | Tankless Water Heater | 0.1339% | 0 | 0.65034 | Residential_2031_SC C_MW_After Competition Groups_Tankless Water Heater
Residential | Res ¦ Water Heater Temperature Setback | 2031 | SC C | MW | After Competition Groups | 0.60249 | 0 | 0 | 485.6759 | 0.0012405 | 40 | Residential_2031_SC C_MW_After Competition Groups_40 | Water Heater Temperature Setback | 0.1241% | 0 | 0.60249 | Residential_2031_SC C_MW_After Competition Groups_Water Heater Temperature Setback
Residential | Res ¦ ENERGY STAR LED Lamps (General Service Lamps) | 2031 | SC C | MW | After Competition Groups | 0.43506 | 0 | 0 | 485.6759 | 0.00089578 | 41 | Residential_2031_SC C_MW_After Competition Groups_41 | ENERGY STAR LED Lamps (General Service Lamps) | 0.08958% | 0 | 0.43506 | Residential_2031_SC C_MW_After Competition Groups_ENERGY STAR LED Lamps (General Service Lamps)
Residential | Res ¦ Clothes Drying Racks | 2031 | SC C | MW | After Competition Groups | 0.43182 | 0 | 0 | 485.6759 | 0.00088912 | 42 | Residential_2031_SC C_MW_After Competition Groups_42 | Clothes Drying Racks | 0.08891% | 0 | 0.43182 | Residential_2031_SC C_MW_After Competition Groups_Clothes Drying Racks
Residential | Res ¦ LED Exterior Area Lights - LED Fixture (200W) | 2031 | SC C | MW | After Competition Groups | 0.4014 | 0 | 0 | 485.6759 | 0.00082648 | 43 | Residential_2031_SC C_MW_After Competition Groups_43 | LED Exterior Area Lights - LED Fixture (200W) | 0.08265% | 0 | 0.4014 | Residential_2031_SC C_MW_After Competition Groups_LED Exterior Area Lights - LED Fixture (200W)
Residential | Res ¦ Heat Recovery Ventilator | 2031 | SC C | MW | After Competition Groups | 0.39306 | 0 | 0 | 485.6759 | 0.00080931 | 44 | Residential_2031_SC C_MW_After Competition Groups_44 | Heat Recovery Ventilator | 0.08093% | 0 | 0.39306 | Residential_2031_SC C_MW_After Competition Groups_Heat Recovery Ventilator
Residential | Res ¦ VFD on Pumps | 2031 | SC C | MW | After Competition Groups | 0.29295 | 0 | 0 | 485.6759 | 0.00060317 | 45 | Residential_2031_SC C_MW_After Competition Groups_45 | VFD on Pumps | 0.06032% | 0 | 0.29295 | Residential_2031_SC C_MW_After Competition Groups_VFD on Pumps
Residential | Res ¦ ECM MOTORS FOR HVAC APPLICATION (FAN-POWERED VAV BOX) | 2031 | SC C | MW | After Competition Groups | 0.16403 | 0 | 0 | 485.6759 | 0.00033773 | 46 | Residential_2031_SC C_MW_After Competition Groups_46 | ECM MOTORS FOR HVAC APPLICATION (FAN-POWERED VAV BOX) | 0.03377% | 0 | 0.16403 | Residential_2031_SC C_MW_After Competition Groups_ECM MOTORS FOR HVAC APPLICATION (FAN-POWERED VAV BOX)
Residential | Res ¦ Chilled Water Optimization | 2031 | SC C | MW | After Competition Groups | 0.11605 | 0 | 0 | 485.6759 | 0.00023894 | 47 | Residential_2031_SC C_MW_After Competition Groups_47 | Chilled Water Optimization | 0.02389% | 0 | 0.11605 | Residential_2031_SC C_MW_After Competition Groups_Chilled Water Optimization
Residential | Res ¦ Beverage Vending Machine Controls | 2031 | SC C | MW | After Competition Groups | 0.10659 | 0 | 0 | 485.6759 | 0.00021948 | 48 | Residential_2031_SC C_MW_After Competition Groups_48 | Beverage Vending Machine Controls | 0.02195% | 0 | 0.10659 | Residential_2031_SC C_MW_After Competition Groups_Beverage Vending Machine Controls
Residential | Res ¦ LED High Bay Fixture | 2031 | SC C | MW | After Competition Groups | 0.024467 | 0 | 0 | 485.6759 | 5.0377e-05 | 49 | Residential_2031_SC C_MW_After Competition Groups_49 | LED High Bay Fixture | 0.005038% | 0 | 0.024467 | Residential_2031_SC C_MW_After Competition Groups_LED High Bay Fixture
Residential | Res ¦ Wall Insulation | 2031 | SC C | MW | After Competition Groups | 0.0034267 | 0 | 0 | 485.6759 | 7.0556e-06 | 50 | Residential_2031_SC C_MW_After Competition Groups_50 | Wall Insulation | 0.0007056% | 0 | 0.0034267 | Residential_2031_SC C_MW_After Competition Groups_Wall Insulation
Residential | Res ¦ Wall Insulation MF | 2031 | SC C | MW | After Competition Groups | 0.0034212 | 0 | 0 | 485.6759 | 7.0441e-06 | 51 | Residential_2031_SC C_MW_After Competition Groups_51 | Wall Insulation MF | 0.0007044% | 0 | 0.0034212 | Residential_2031_SC C_MW_After Competition Groups_Wall Insulation MF
Residential | Res ¦ Freezer Recycling | 2031 | SC C | MW | After Competition Groups | 0.00042044 | 0 | 0 | 485.6759 | 8.6568e-07 | 52 | Residential_2031_SC C_MW_After Competition Groups_52 | Freezer Recycling | 8.657e-05% | 0 | 0.00042044 | Residential_2031_SC C_MW_After Competition Groups_Freezer Recycling
Residential | Res ¦ LED Downlight | 2031 | SC C | MW | After Competition Groups | 0 | 0 | 0 | 485.6759 | 0 | 53 | Residential_2031_SC C_MW_After Competition Groups_53 | LED Downlight | 0% | 0 | 0 | Residential_2031_SC C_MW_After Competition Groups_LED Downlight
Residential | Res ¦ Smart Power Bar | 2031 | SC C | MW | After Competition Groups | 0 | 0 | 0 | 485.6759 | 0 | 54 | Residential_2031_SC C_MW_After Competition Groups_54 | Smart Power Bar | 0% | 0 | 0 | Residential_2031_SC C_MW_After Competition Groups_Smart Power Bar
Residential | Res ¦ Ductless Mini-Split Heat Pump | 2031 | SC D | MW | After Competition Groups | 79.3439 | 5040963.0466 | 5.041 | 402.2483 | 0.19725 | 1 | Residential_2031_SC D_MW_After Competition Groups_1 | Ductless Mini-Split Heat Pump | 19.73% | 5.041 | 79.3439 | Residential_2031_SC D_MW_After Competition Groups_Ductless Mini-Split Heat Pump
Residential | Res ¦ Building Recommissioning, Operations and Maintenance (O&M) Improvements | 2031 | SC D | MW | After Competition Groups | 46.7604 | 901715.8278 | 0.90172 | 402.2483 | 0.11625 | 2 | Residential_2031_SC D_MW_After Competition Groups_2 | Building Recommissioning, Operations and Maintenance (O&M) Improvements | 11.62% | 0.90172 | 46.7604 | Residential_2031_SC D_MW_After Competition Groups_Building Recommissioning, Operations and Maintenance (O&M) Improvements
Residential | Res ¦ Energy Star Clothes Washer | 2031 | SC D | MW | After Competition Groups | 38.6443 | 3938651.3122 | 3.9387 | 402.2483 | 0.096071 | 3 | Residential_2031_SC D_MW_After Competition Groups_3 | Energy Star Clothes Washer | 9.607% | 3.9387 | 38.6443 | Residential_2031_SC D_MW_After Competition Groups_Energy Star Clothes Washer
Residential | Res ¦ Adaptive Thermostat | 2031 | SC D | MW | After Competition Groups | 27.6168 | 3929517.9218 | 3.9295 | 402.2483 | 0.068656 | 4 | Residential_2031_SC D_MW_After Competition Groups_4 | Adaptive Thermostat | 6.866% | 3.9295 | 27.6168 | Residential_2031_SC D_MW_After Competition Groups_Adaptive Thermostat
Residential | Res ¦ Variable Speed Pool Pump Motor | 2031 | SC D | MW | After Competition Groups | 21.4951 | 2587282.6251 | 2.5873 | 402.2483 | 0.053437 | 5 | Residential_2031_SC D_MW_After Competition Groups_5 | Variable Speed Pool Pump Motor | 5.344% | 2.5873 | 21.4951 | Residential_2031_SC D_MW_After Competition Groups_Variable Speed Pool Pump Motor
Residential | Res ¦ Energy Star Room Air Conditioner | 2031 | SC D | MW | After Competition Groups | 20.8123 | 2062370.3291 | 2.0624 | 402.2483 | 0.05174 | 6 | Residential_2031_SC D_MW_After Competition Groups_6 | Energy Star Room Air Conditioner | 5.174% | 2.0624 | 20.8123 | Residential_2031_SC D_MW_After Competition Groups_Energy Star Room Air Conditioner
Residential | Res ¦ Energy Star LED Bulbs General Purpose LEDs | 2031 | SC D | MW | After Competition Groups | 19.7038 | 0 | 0 | 402.2483 | 0.048984 | 7 | Residential_2031_SC D_MW_After Competition Groups_7 | Energy Star LED Bulbs General Purpose LEDs | 4.898% | 0 | 19.7038 | Residential_2031_SC D_MW_After Competition Groups_Energy Star LED Bulbs General Purpose LEDs
Residential | Res ¦ Energy Star Air Source Heat Pump | 2031 | SC D | MW | After Competition Groups | 19.511 | 2693324.9709 | 2.6933 | 402.2483 | 0.048505 | 8 | Residential_2031_SC D_MW_After Competition Groups_8 | Energy Star Air Source Heat Pump | 4.85% | 2.6933 | 19.511 | Residential_2031_SC D_MW_After Competition Groups_Energy Star Air Source Heat Pump
Residential | Res ¦ Energy Star LED Specialty Bulbs | 2031 | SC D | MW | After Competition Groups | 18.9984 | 35559.0678 | 0.035559 | 402.2483 | 0.047231 | 9 | Residential_2031_SC D_MW_After Competition Groups_9 | Energy Star LED Specialty Bulbs | 4.723% | 0.035559 | 18.9984 | Residential_2031_SC D_MW_After Competition Groups_Energy Star LED Specialty Bulbs
Residential | Res ¦ Basement Wall Insulation | 2031 | SC D | MW | After Competition Groups | 18.6623 | 2547190.1626 | 2.5472 | 402.2483 | 0.046395 | 10 | Residential_2031_SC D_MW_After Competition Groups_10 | Basement Wall Insulation | 4.639% | 2.5472 | 18.6623 | Residential_2031_SC D_MW_After Competition Groups_Basement Wall Insulation
Residential | Res ¦ Energy Star A Line, PAR, MR Lamps | 2031 | SC D | MW | After Competition Groups | 12.6708 | 22301.8697 | 0.022302 | 402.2483 | 0.0315 | 11 | Residential_2031_SC D_MW_After Competition Groups_11 | Energy Star A Line, PAR, MR Lamps | 3.15% | 0.022302 | 12.6708 | Residential_2031_SC D_MW_After Competition Groups_Energy Star A Line, PAR, MR Lamps
Residential | Res ¦ High Efficiency Chiller (avg of water and air cooled) | 2031 | SC D | MW | After Competition Groups | 8.4666 | 169071.8727 | 0.16907 | 402.2483 | 0.021048 | 12 | Residential_2031_SC D_MW_After Competition Groups_12 | High Efficiency Chiller (avg of water and air cooled) | 2.105% | 0.16907 | 8.4666 | Residential_2031_SC D_MW_After Competition Groups_High Efficiency Chiller (avg of water and air cooled)
Residential | Res ¦ Attic Insulation | 2031 | SC D | MW | After Competition Groups | 7.8414 | 1706710.1545 | 1.7067 | 402.2483 | 0.019494 | 13 | Residential_2031_SC D_MW_After Competition Groups_13 | Attic Insulation | 1.949% | 1.7067 | 7.8414 | Residential_2031_SC D_MW_After Competition Groups_Attic Insulation
Residential | Res ¦ Energy Star Clothes Dryer | 2031 | SC D | MW | After Competition Groups | 7.1428 | 1024456.3088 | 1.0245 | 402.2483 | 0.017757 | 14 | Residential_2031_SC D_MW_After Competition Groups_14 | Energy Star Clothes Dryer | 1.776% | 1.0245 | 7.1428 | Residential_2031_SC D_MW_After Competition Groups_Energy Star Clothes Dryer
Residential | Res ¦ Home Energy Reports | 2031 | SC D | MW | After Competition Groups | 7.0174 | 8101087.2412 | 8.1011 | 402.2483 | 0.017445 | 15 | Residential_2031_SC D_MW_After Competition Groups_15 | Home Energy Reports | 1.745% | 8.1011 | 7.0174 | Residential_2031_SC D_MW_After Competition Groups_Home Energy Reports
Residential | Res ¦ Advanced BAS/Controllers | 2031 | SC D | MW | After Competition Groups | 6.8439 | 937001.172 | 0.937 | 402.2483 | 0.017014 | 16 | Residential_2031_SC D_MW_After Competition Groups_16 | Advanced BAS/Controllers | 1.701% | 0.937 | 6.8439 | Residential_2031_SC D_MW_After Competition Groups_Advanced BAS/Controllers
Residential | Res ¦ Occupancy Sensors MF | 2031 | SC D | MW | After Competition Groups | 5.7751 | 23572.5073 | 0.023573 | 402.2483 | 0.014357 | 17 | Residential_2031_SC D_MW_After Competition Groups_17 | Occupancy Sensors MF | 1.436% | 0.023573 | 5.7751 | Residential_2031_SC D_MW_After Competition Groups_Occupancy Sensors MF
Residential | Res ¦ Energy Star Torchiere | 2031 | SC D | MW | After Competition Groups | 5.5845 | 564049.8713 | 0.56405 | 402.2483 | 0.013883 | 18 | Residential_2031_SC D_MW_After Competition Groups_18 | Energy Star Torchiere | 1.388% | 0.56405 | 5.5845 | Residential_2031_SC D_MW_After Competition Groups_Energy Star Torchiere
Residential | Res ¦ LED Tube Re-Lamp | 2031 | SC D | MW | After Competition Groups | 3.2632 | 140706.9957 | 0.14071 | 402.2483 | 0.0081124 | 19 | Residential_2031_SC D_MW_After Competition Groups_19 | LED Tube Re-Lamp | 0.8112% | 0.14071 | 3.2632 | Residential_2031_SC D_MW_After Competition Groups_LED Tube Re-Lamp
Residential | Res ¦ Refrigerator Recycling | 2031 | SC D | MW | After Competition Groups | 3.2206 | 493146.0284 | 0.49315 | 402.2483 | 0.0080064 | 20 | Residential_2031_SC D_MW_After Competition Groups_20 | Refrigerator Recycling | 0.8006% | 0.49315 | 3.2206 | Residential_2031_SC D_MW_After Competition Groups_Refrigerator Recycling
Residential | Res ¦ Minimize Hot and Warm Clothes Wash | 2031 | SC D | MW | After Competition Groups | 2.6433 | 0 | 0 | 402.2483 | 0.0065713 | 21 | Residential_2031_SC D_MW_After Competition Groups_21 | Minimize Hot and Warm Clothes Wash | 0.6571% | 0 | 2.6433 | Residential_2031_SC D_MW_After Competition Groups_Minimize Hot and Warm Clothes Wash
Residential | Res ¦ Energy Star Freezer | 2031 | SC D | MW | After Competition Groups | 2.5601 | 401831.1987 | 0.40183 | 402.2483 | 0.0063644 | 22 | Residential_2031_SC D_MW_After Competition Groups_22 | Energy Star Freezer | 0.6364% | 0.40183 | 2.5601 | Residential_2031_SC D_MW_After Competition Groups_Energy Star Freezer
Residential | Res ¦ Outside Air Economizer | 2031 | SC D | MW | After Competition Groups | 2.3078 | 227263.7334 | 0.22726 | 402.2483 | 0.0057372 | 23 | Residential_2031_SC D_MW_After Competition Groups_23 | Outside Air Economizer | 0.5737% | 0.22726 | 2.3078 | Residential_2031_SC D_MW_After Competition Groups_Outside Air Economizer
Residential | Res ¦ ENERGY STAR LED LAMPS (REFLECTOR LAMPs/MR16/PAR 16) | 2031 | SC D | MW | After Competition Groups | 1.9568 | 36974.1781 | 0.036974 | 402.2483 | 0.0048646 | 24 | Residential_2031_SC D_MW_After Competition Groups_24 | ENERGY STAR LED LAMPS (REFLECTOR LAMPs/MR16/PAR 16) | 0.4865% | 0.036974 | 1.9568 | Residential_2031_SC D_MW_After Competition Groups_ENERGY STAR LED LAMPS (REFLECTOR LAMPs/MR16/PAR 16)
Residential | Res ¦ Energy Star Light Fixture | 2031 | SC D | MW | After Competition Groups | 1.8951 | 0 | 0 | 402.2483 | 0.0047113 | 25 | Residential_2031_SC D_MW_After Competition Groups_25 | Energy Star Light Fixture | 0.4711% | 0 | 1.8951 | Residential_2031_SC D_MW_After Competition Groups_Energy Star Light Fixture
Residential | Res ¦ Air Sealing | 2031 | SC D | MW | After Competition Groups | 1.4308 | 0 | 0 | 402.2483 | 0.003557 | 26 | Residential_2031_SC D_MW_After Competition Groups_26 | Air Sealing | 0.3557% | 0 | 1.4308 | Residential_2031_SC D_MW_After Competition Groups_Air Sealing
Residential | Res ¦ Furnace Whistle | 2031 | SC D | MW | After Competition Groups | 1.1558 | 37466.5302 | 0.037467 | 402.2483 | 0.0028734 | 27 | Residential_2031_SC D_MW_After Competition Groups_27 | Furnace Whistle | 0.2873% | 0.037467 | 1.1558 | Residential_2031_SC D_MW_After Competition Groups_Furnace Whistle
Residential | Res ¦ Energy Star Dehumidifier | 2031 | SC D | MW | After Competition Groups | 0.97048 | 242983.4364 | 0.24298 | 402.2483 | 0.0024126 | 28 | Residential_2031_SC D_MW_After Competition Groups_28 | Energy Star Dehumidifier | 0.2413% | 0.24298 | 0.97048 | Residential_2031_SC D_MW_After Competition Groups_Energy Star Dehumidifier
Residential | Res ¦ Comprehensive Draft Proofing | 2031 | SC D | MW | After Competition Groups | 0.88276 | 0 | 0 | 402.2483 | 0.0021946 | 29 | Residential_2031_SC D_MW_After Competition Groups_29 | Comprehensive Draft Proofing | 0.2195% | 0 | 0.88276 | Residential_2031_SC D_MW_After Competition Groups_Comprehensive Draft Proofing
Residential | Res ¦ LED Parking Lot Fixture | 2031 | SC D | MW | After Competition Groups | 0.82007 | 0 | 0 | 402.2483 | 0.0020387 | 30 | Residential_2031_SC D_MW_After Competition Groups_30 | LED Parking Lot Fixture | 0.2039% | 0 | 0.82007 | Residential_2031_SC D_MW_After Competition Groups_LED Parking Lot Fixture
Residential | Res ¦ Variable Frequency Drive (VFD) | 2031 | SC D | MW | After Competition Groups | 0.71289 | 111516.7687 | 0.11152 | 402.2483 | 0.0017723 | 31 | Residential_2031_SC D_MW_After Competition Groups_31 | Variable Frequency Drive (VFD) | 0.1772% | 0.11152 | 0.71289 | Residential_2031_SC D_MW_After Competition Groups_Variable Frequency Drive (VFD)
Residential | Res ¦ CO Sensors for parking garage exhaust fans | 2031 | SC D | MW | After Competition Groups | 0.65054 | 112863.0503 | 0.11286 | 402.2483 | 0.0016173 | 32 | Residential_2031_SC D_MW_After Competition Groups_32 | CO Sensors for parking garage exhaust fans | 0.1617% | 0.11286 | 0.65054 | Residential_2031_SC D_MW_After Competition Groups_CO Sensors for parking garage exhaust fans
Residential | Res ¦ Water Heater Temperature Setback | 2031 | SC D | MW | After Competition Groups | 0.54417 | 15754.9911 | 0.015755 | 402.2483 | 0.0013528 | 33 | Residential_2031_SC D_MW_After Competition Groups_33 | Water Heater Temperature Setback | 0.1353% | 0.015755 | 0.54417 | Residential_2031_SC D_MW_After Competition Groups_Water Heater Temperature Setback
Residential | Res ¦ Floor Insulation | 2031 | SC D | MW | After Competition Groups | 0.52748 | 93591.506 | 0.093592 | 402.2483 | 0.0013113 | 34 | Residential_2031_SC D_MW_After Competition Groups_34 | Floor Insulation | 0.1311% | 0.093592 | 0.52748 | Residential_2031_SC D_MW_After Competition Groups_Floor Insulation
Residential | Res ¦ Demand Control Ventilation | 2031 | SC D | MW | After Competition Groups | 0.46699 | 0 | 0 | 402.2483 | 0.001161 | 35 | Residential_2031_SC D_MW_After Competition Groups_35 | Demand Control Ventilation | 0.1161% | 0 | 0.46699 | Residential_2031_SC D_MW_After Competition Groups_Demand Control Ventilation
Residential | Res ¦ ENERGY STAR LED Lamps (General Service Lamps) | 2031 | SC D | MW | After Competition Groups | 0.43506 | 10844.9529 | 0.010845 | 402.2483 | 0.0010816 | 36 | Residential_2031_SC D_MW_After Competition Groups_36 | ENERGY STAR LED Lamps (General Service Lamps) | 0.1082% | 0.010845 | 0.43506 | Residential_2031_SC D_MW_After Competition Groups_ENERGY STAR LED Lamps (General Service Lamps)
Residential | Res ¦ Clothes Drying Racks | 2031 | SC D | MW | After Competition Groups | 0.43182 | 0 | 0 | 402.2483 | 0.0010735 | 37 | Residential_2031_SC D_MW_After Competition Groups_37 | Clothes Drying Racks | 0.1074% | 0 | 0.43182 | Residential_2031_SC D_MW_After Competition Groups_Clothes Drying Racks
Residential | Res ¦ Smart Burners | 2031 | SC D | MW | After Competition Groups | 0.37675 | 689805.2445 | 0.68981 | 402.2483 | 0.00093662 | 38 | Residential_2031_SC D_MW_After Competition Groups_38 | Smart Burners | 0.09366% | 0.68981 | 0.37675 | Residential_2031_SC D_MW_After Competition Groups_Smart Burners
Residential | Res ¦ LED Exterior Area Lights - LED Fixture (200W) | 2031 | SC D | MW | After Competition Groups | 0.36379 | 0 | 0 | 402.2483 | 0.00090438 | 39 | Residential_2031_SC D_MW_After Competition Groups_39 | LED Exterior Area Lights - LED Fixture (200W) | 0.09044% | 0 | 0.36379 | Residential_2031_SC D_MW_After Competition Groups_LED Exterior Area Lights - LED Fixture (200W)
Residential | Res ¦ Tankless Water Heater | 2031 | SC D | MW | After Competition Groups | 0.33941 | 116151.4165 | 0.11615 | 402.2483 | 0.00084377 | 40 | Residential_2031_SC D_MW_After Competition Groups_40 | Tankless Water Heater | 0.08438% | 0.11615 | 0.33941 | Residential_2031_SC D_MW_After Competition Groups_Tankless Water Heater
Residential | Res ¦ Duct Insulation | 2031 | SC D | MW | After Competition Groups | 0.28251 | 28234.1873 | 0.028234 | 402.2483 | 0.00070233 | 41 | Residential_2031_SC D_MW_After Competition Groups_41 | Duct Insulation | 0.07023% | 0.028234 | 0.28251 | Residential_2031_SC D_MW_After Competition Groups_Duct Insulation
Residential | Res ¦ Condensing Make Up Air Unit | 2031 | SC D | MW | After Competition Groups | 0.27712 | 95765.6459 | 0.095766 | 402.2483 | 0.00068893 | 42 | Residential_2031_SC D_MW_After Competition Groups_42 | Condensing Make Up Air Unit | 0.06889% | 0.095766 | 0.27712 | Residential_2031_SC D_MW_After Competition Groups_Condensing Make Up Air Unit
Residential | Res ¦ VFD on Pumps | 2031 | SC D | MW | After Competition Groups | 0.20148 | 31959.8953 | 0.03196 | 402.2483 | 0.00050088 | 43 | Residential_2031_SC D_MW_After Competition Groups_43 | VFD on Pumps | 0.05009% | 0.03196 | 0.20148 | Residential_2031_SC D_MW_After Competition Groups_VFD on Pumps
Residential | Res ¦ Duct Insulation MF | 2031 | SC D | MW | After Competition Groups | 0.16585 | 28730.9161 | 0.028731 | 402.2483 | 0.00041231 | 44 | Residential_2031_SC D_MW_After Competition Groups_44 | Duct Insulation MF | 0.04123% | 0.028731 | 0.16585 | Residential_2031_SC D_MW_After Competition Groups_Duct Insulation MF
Residential | Res ¦ Heat Recovery Ventilator | 2031 | SC D | MW | After Competition Groups | 0.1353 | 0 | 0 | 402.2483 | 0.00033636 | 45 | Residential_2031_SC D_MW_After Competition Groups_45 | Heat Recovery Ventilator | 0.03364% | 0 | 0.1353 | Residential_2031_SC D_MW_After Competition Groups_Heat Recovery Ventilator
Residential | Res ¦ ECM MOTORS FOR HVAC APPLICATION (FAN-POWERED VAV BOX) | 2031 | SC D | MW | After Competition Groups | 0.12597 | 24058.8244 | 0.024059 | 402.2483 | 0.00031317 | 46 | Residential_2031_SC D_MW_After Competition Groups_46 | ECM MOTORS FOR HVAC APPLICATION (FAN-POWERED VAV BOX) | 0.03132% | 0.024059 | 0.12597 | Residential_2031_SC D_MW_After Competition Groups_ECM MOTORS FOR HVAC APPLICATION (FAN-POWERED VAV BOX)
Residential | Res ¦ Chilled Water Optimization | 2031 | SC D | MW | After Competition Groups | 0.11605 | 182.9011 | 0.0001829 | 402.2483 | 0.0002885 | 47 | Residential_2031_SC D_MW_After Competition Groups_47 | Chilled Water Optimization | 0.02885% | 0.0001829 | 0.11605 | Residential_2031_SC D_MW_After Competition Groups_Chilled Water Optimization
Residential | Res ¦ Beverage Vending Machine Controls | 2031 | SC D | MW | After Competition Groups | 0.084412 | 7207.8462 | 0.0072078 | 402.2483 | 0.00020985 | 48 | Residential_2031_SC D_MW_After Competition Groups_48 | Beverage Vending Machine Controls | 0.02098% | 0.0072078 | 0.084412 | Residential_2031_SC D_MW_After Competition Groups_Beverage Vending Machine Controls
Residential | Res ¦ LED High Bay Fixture | 2031 | SC D | MW | After Competition Groups | 0.0090339 | 3553.5745 | 0.0035536 | 402.2483 | 2.2458e-05 | 49 | Residential_2031_SC D_MW_After Competition Groups_49 | LED High Bay Fixture | 0.002246% | 0.0035536 | 0.0090339 | Residential_2031_SC D_MW_After Competition Groups_LED High Bay Fixture
Residential | Res ¦ Wall Insulation MF | 2031 | SC D | MW | After Competition Groups | 0.0021257 | 0 | 0 | 402.2483 | 5.2845e-06 | 50 | Residential_2031_SC D_MW_After Competition Groups_50 | Wall Insulation MF | 0.0005284% | 0 | 0.0021257 | Residential_2031_SC D_MW_After Competition Groups_Wall Insulation MF
Residential | Res ¦ Wall Insulation | 2031 | SC D | MW | After Competition Groups | 0.0016515 | 0 | 0 | 402.2483 | 4.1056e-06 | 51 | Residential_2031_SC D_MW_After Competition Groups_51 | Wall Insulation | 0.0004106% | 0 | 0.0016515 | Residential_2031_SC D_MW_After Competition Groups_Wall Insulation
Residential | Res ¦ Freezer Recycling | 2031 | SC D | MW | After Competition Groups | 0.00042044 | 0 | 0 | 402.2483 | 1.0452e-06 | 52 | Residential_2031_SC D_MW_After Competition Groups_52 | Freezer Recycling | 0.0001045% | 0 | 0.00042044 | Residential_2031_SC D_MW_After Competition Groups_Freezer Recycling
Residential | Res ¦ LED Downlight | 2031 | SC D | MW | After Competition Groups | 0 | 0 | 0 | 402.2483 | 0 | 53 | Residential_2031_SC D_MW_After Competition Groups_53 | LED Downlight | 0% | 0 | 0 | Residential_2031_SC D_MW_After Competition Groups_LED Downlight
Residential | Res ¦ Smart Power Bar | 2031 | SC D | MW | After Competition Groups | 0 | 0 | 0 | 402.2483 | 0 | 54 | Residential_2031_SC D_MW_After Competition Groups_54 | Smart Power Bar | 0% | 0 | 0 | Residential_2031_SC D_MW_After Competition Groups_Smart Power Bar
Residential | Res ¦ Energy Star Central Air Conditioner | 2031 | Technical | MW | After Competition Groups | 246.9375 | 0 | 0 | 2279.8703 | 0.10831 | 1 | Residential_2031_Technical_MW_After Competition Groups_1 | Energy Star Central Air Conditioner | 10.83% | 0 | 246.9375 | Residential_2031_Technical_MW_After Competition Groups_Energy Star Central Air Conditioner
Residential | Res ¦ Adaptive Thermostat | 2031 | Technical | MW | After Competition Groups | 198.0299 | 0 | 0 | 2279.8703 | 0.08686 | 2 | Residential_2031_Technical_MW_After Competition Groups_2 | Adaptive Thermostat | 8.686% | 0 | 198.0299 | Residential_2031_Technical_MW_After Competition Groups_Adaptive Thermostat
Residential | Res ¦ Energy Star Ground Source Heat Pump | 2031 | Technical | MW | After Competition Groups | 174.4389 | 0 | 0 | 2279.8703 | 0.076513 | 3 | Residential_2031_Technical_MW_After Competition Groups_3 | Energy Star Ground Source Heat Pump | 7.651% | 0 | 174.4389 | Residential_2031_Technical_MW_After Competition Groups_Energy Star Ground Source Heat Pump
Residential | Res ¦ Ductless Mini-Split Heat Pump | 2031 | Technical | MW | After Competition Groups | 173.041 | 0 | 0 | 2279.8703 | 0.0759 | 4 | Residential_2031_Technical_MW_After Competition Groups_4 | Ductless Mini-Split Heat Pump | 7.59% | 0 | 173.041 | Residential_2031_Technical_MW_After Competition Groups_Ductless Mini-Split Heat Pump
Residential | Res ¦ Ductless Mini-Split Air Conditioner | 2031 | Technical | MW | After Competition Groups | 170.4005 | 0 | 0 | 2279.8703 | 0.074741 | 5 | Residential_2031_Technical_MW_After Competition Groups_5 | Ductless Mini-Split Air Conditioner | 7.474% | 0 | 170.4005 | Residential_2031_Technical_MW_After Competition Groups_Ductless Mini-Split Air Conditioner
Residential | Res ¦ Smart Burners | 2031 | Technical | MW | After Competition Groups | 116.0596 | 0 | 0 | 2279.8703 | 0.050906 | 6 | Residential_2031_Technical_MW_After Competition Groups_6 | Smart Burners | 5.091% | 0 | 116.0596 | Residential_2031_Technical_MW_After Competition Groups_Smart Burners
Residential | Res ¦ Energy Star Refrigerator | 2031 | Technical | MW | After Competition Groups | 97.4631 | 0 | 0 | 2279.8703 | 0.042749 | 7 | Residential_2031_Technical_MW_After Competition Groups_7 | Energy Star Refrigerator | 4.275% | 0 | 97.4631 | Residential_2031_Technical_MW_After Competition Groups_Energy Star Refrigerator
Residential | Res ¦ Heat Pump Clothes Dryer | 2031 | Technical | MW | After Competition Groups | 87.2625 | 0 | 0 | 2279.8703 | 0.038275 | 8 | Residential_2031_Technical_MW_After Competition Groups_8 | Heat Pump Clothes Dryer | 3.828% | 0 | 87.2625 | Residential_2031_Technical_MW_After Competition Groups_Heat Pump Clothes Dryer
Residential | Res ¦ Energy Star Clothes Washer | 2031 | Technical | MW | After Competition Groups | 81.2357 | 0 | 0 | 2279.8703 | 0.035632 | 9 | Residential_2031_Technical_MW_After Competition Groups_9 | Energy Star Clothes Washer | 3.563% | 0 | 81.2357 | Residential_2031_Technical_MW_After Competition Groups_Energy Star Clothes Washer
Residential | Res ¦ Building Recommissioning, Operations and Maintenance (O&M) Improvements | 2031 | Technical | MW | After Competition Groups | 80.1335 | 0 | 0 | 2279.8703 | 0.035148 | 10 | Residential_2031_Technical_MW_After Competition Groups_10 | Building Recommissioning, Operations and Maintenance (O&M) Improvements | 3.515% | 0 | 80.1335 | Residential_2031_Technical_MW_After Competition Groups_Building Recommissioning, Operations and Maintenance (O&M) Improvements
Residential | Res ¦ Basement Wall Insulation | 2031 | Technical | MW | After Competition Groups | 73.9117 | 0 | 0 | 2279.8703 | 0.032419 | 11 | Residential_2031_Technical_MW_After Competition Groups_11 | Basement Wall Insulation | 3.242% | 0 | 73.9117 | Residential_2031_Technical_MW_After Competition Groups_Basement Wall Insulation
Residential | Res ¦ Energy Star LED Bulbs General Purpose LEDs | 2031 | Technical | MW | After Competition Groups | 61.4876 | 0 | 0 | 2279.8703 | 0.02697 | 12 | Residential_2031_Technical_MW_After Competition Groups_12 | Energy Star LED Bulbs General Purpose LEDs | 2.697% | 0 | 61.4876 | Residential_2031_Technical_MW_After Competition Groups_Energy Star LED Bulbs General Purpose LEDs
Residential | Res ¦ Basement or Crawlspace Insulation | 2031 | Technical | MW | After Competition Groups | 61.3783 | 0 | 0 | 2279.8703 | 0.026922 | 13 | Residential_2031_Technical_MW_After Competition Groups_13 | Basement or Crawlspace Insulation | 2.692% | 0 | 61.3783 | Residential_2031_Technical_MW_After Competition Groups_Basement or Crawlspace Insulation
Residential | Res ¦ Smart Power Bar | 2031 | Technical | MW | After Competition Groups | 59.4224 | 0 | 0 | 2279.8703 | 0.026064 | 14 | Residential_2031_Technical_MW_After Competition Groups_14 | Smart Power Bar | 2.606% | 0 | 59.4224 | Residential_2031_Technical_MW_After Competition Groups_Smart Power Bar
Residential | Res ¦ Variable Speed Pool Pump Motor | 2031 | Technical | MW | After Competition Groups | 57.2386 | 0 | 0 | 2279.8703 | 0.025106 | 15 | Residential_2031_Technical_MW_After Competition Groups_15 | Variable Speed Pool Pump Motor | 2.511% | 0 | 57.2386 | Residential_2031_Technical_MW_After Competition Groups_Variable Speed Pool Pump Motor
Residential | Res ¦ Attic Insulation | 2031 | Technical | MW | After Competition Groups | 57.0181 | 0 | 0 | 2279.8703 | 0.025009 | 16 | Residential_2031_Technical_MW_After Competition Groups_16 | Attic Insulation | 2.501% | 0 | 57.0181 | Residential_2031_Technical_MW_After Competition Groups_Attic Insulation
Residential | Res ¦ Energy Star A Line, PAR, MR Lamps | 2031 | Technical | MW | After Competition Groups | 45.866 | 0 | 0 | 2279.8703 | 0.020118 | 17 | Residential_2031_Technical_MW_After Competition Groups_17 | Energy Star A Line, PAR, MR Lamps | 2.012% | 0 | 45.866 | Residential_2031_Technical_MW_After Competition Groups_Energy Star A Line, PAR, MR Lamps
Residential | Res ¦ Wall Insulation | 2031 | Technical | MW | After Competition Groups | 44.5486 | 0 | 0 | 2279.8703 | 0.01954 | 18 | Residential_2031_Technical_MW_After Competition Groups_18 | Wall Insulation | 1.954% | 0 | 44.5486 | Residential_2031_Technical_MW_After Competition Groups_Wall Insulation
Residential | Res ¦ Lighting Motion Sensors, Timers, Dimmers | 2031 | Technical | MW | After Competition Groups | 34.4076 | 0 | 0 | 2279.8703 | 0.015092 | 19 | Residential_2031_Technical_MW_After Competition Groups_19 | Lighting Motion Sensors, Timers, Dimmers | 1.509% | 0 | 34.4076 | Residential_2031_Technical_MW_After Competition Groups_Lighting Motion Sensors, Timers, Dimmers
Residential | Res ¦ Variable Refrigerant Flow Heat Pump | 2031 | Technical | MW | After Competition Groups | 30.3488 | 0 | 0 | 2279.8703 | 0.013312 | 20 | Residential_2031_Technical_MW_After Competition Groups_20 | Variable Refrigerant Flow Heat Pump | 1.331% | 0 | 30.3488 | Residential_2031_Technical_MW_After Competition Groups_Variable Refrigerant Flow Heat Pump
Residential | Res ¦ Home Energy Reports | 2031 | Technical | MW | After Competition Groups | 22.454 | 0 | 0 | 2279.8703 | 0.0098488 | 21 | Residential_2031_Technical_MW_After Competition Groups_21 | Home Energy Reports | 0.9849% | 0 | 22.454 | Residential_2031_Technical_MW_After Competition Groups_Home Energy Reports
Residential | Res ¦ Ceiling Insulation | 2031 | Technical | MW | After Competition Groups | 22.331 | 0 | 0 | 2279.8703 | 0.0097949 | 22 | Residential_2031_Technical_MW_After Competition Groups_22 | Ceiling Insulation | 0.9795% | 0 | 22.331 | Residential_2031_Technical_MW_After Competition Groups_Ceiling Insulation
Residential | Res ¦ Energy Star Light Fixture | 2031 | Technical | MW | After Competition Groups | 18.9634 | 0 | 0 | 2279.8703 | 0.0083178 | 23 | Residential_2031_Technical_MW_After Competition Groups_23 | Energy Star Light Fixture | 0.8318% | 0 | 18.9634 | Residential_2031_Technical_MW_After Competition Groups_Energy Star Light Fixture
Residential | Res ¦ Duct Insulation | 2031 | Technical | MW | After Competition Groups | 18.3578 | 0 | 0 | 2279.8703 | 0.0080521 | 24 | Residential_2031_Technical_MW_After Competition Groups_24 | Duct Insulation | 0.8052% | 0 | 18.3578 | Residential_2031_Technical_MW_After Competition Groups_Duct Insulation
Residential | Res ¦ Air Sealing | 2031 | Technical | MW | After Competition Groups | 15.7219 | 0 | 0 | 2279.8703 | 0.0068959 | 25 | Residential_2031_Technical_MW_After Competition Groups_25 | Air Sealing | 0.6896% | 0 | 15.7219 | Residential_2031_Technical_MW_After Competition Groups_Air Sealing
Residential | Res ¦ Central Air Conditioner Maintenance | 2031 | Technical | MW | After Competition Groups | 14.9437 | 0 | 0 | 2279.8703 | 0.0065546 | 26 | Residential_2031_Technical_MW_After Competition Groups_26 | Central Air Conditioner Maintenance | 0.6555% | 0 | 14.9437 | Residential_2031_Technical_MW_After Competition Groups_Central Air Conditioner Maintenance
Residential | Res ¦ Floor Insulation | 2031 | Technical | MW | After Competition Groups | 14.9436 | 0 | 0 | 2279.8703 | 0.0065546 | 27 | Residential_2031_Technical_MW_After Competition Groups_27 | Floor Insulation | 0.6555% | 0 | 14.9436 | Residential_2031_Technical_MW_After Competition Groups_Floor Insulation
Residential | Res ¦ Energy Star Torchiere | 2031 | Technical | MW | After Competition Groups | 14.6333 | 0 | 0 | 2279.8703 | 0.0064185 | 28 | Residential_2031_Technical_MW_After Competition Groups_28 | Energy Star Torchiere | 0.6418% | 0 | 14.6333 | Residential_2031_Technical_MW_After Competition Groups_Energy Star Torchiere
Residential | Res ¦ Dehumidifier Recycling | 2031 | Technical | MW | After Competition Groups | 13.7841 | 0 | 0 | 2279.8703 | 0.006046 | 29 | Residential_2031_Technical_MW_After Competition Groups_29 | Dehumidifier Recycling | 0.6046% | 0 | 13.7841 | Residential_2031_Technical_MW_After Competition Groups_Dehumidifier Recycling
Residential | Res ¦ Advanced BAS/Controllers | 2031 | Technical | MW | After Competition Groups | 11.7285 | 0 | 0 | 2279.8703 | 0.0051444 | 30 | Residential_2031_Technical_MW_After Competition Groups_30 | Advanced BAS/Controllers | 0.5144% | 0 | 11.7285 | Residential_2031_Technical_MW_After Competition Groups_Advanced BAS/Controllers
Residential | Res ¦ Clothes Drying Racks | 2031 | Technical | MW | After Competition Groups | 10.8535 | 0 | 0 | 2279.8703 | 0.0047606 | 31 | Residential_2031_Technical_MW_After Competition Groups_31 | Clothes Drying Racks | 0.4761% | 0 | 10.8535 | Residential_2031_Technical_MW_After Competition Groups_Clothes Drying Racks
Residential | Res ¦ High Efficiency Chiller (avg of water and air cooled) | 2031 | Technical | MW | After Competition Groups | 9.6657 | 0 | 0 | 2279.8703 | 0.0042396 | 32 | Residential_2031_Technical_MW_After Competition Groups_32 | High Efficiency Chiller (avg of water and air cooled) | 0.424% | 0 | 9.6657 | Residential_2031_Technical_MW_After Competition Groups_High Efficiency Chiller (avg of water and air cooled)
Residential | Res ¦ Energy Star Freezer | 2031 | Technical | MW | After Competition Groups | 9.6244 | 0 | 0 | 2279.8703 | 0.0042215 | 33 | Residential_2031_Technical_MW_After Competition Groups_33 | Energy Star Freezer | 0.4221% | 0 | 9.6244 | Residential_2031_Technical_MW_After Competition Groups_Energy Star Freezer
Residential | Res ¦ Refrigerator Recycling | 2031 | Technical | MW | After Competition Groups | 9.1976 | 0 | 0 | 2279.8703 | 0.0040343 | 34 | Residential_2031_Technical_MW_After Competition Groups_34 | Refrigerator Recycling | 0.4034% | 0 | 9.1976 | Residential_2031_Technical_MW_After Competition Groups_Refrigerator Recycling
Residential | Res ¦ Freezer Recycling | 2031 | Technical | MW | After Competition Groups | 8.5683 | 0 | 0 | 2279.8703 | 0.0037583 | 35 | Residential_2031_Technical_MW_After Competition Groups_35 | Freezer Recycling | 0.3758% | 0 | 8.5683 | Residential_2031_Technical_MW_After Competition Groups_Freezer Recycling
Residential | Res ¦ Occupancy Sensors MF | 2031 | Technical | MW | After Competition Groups | 8.5398 | 0 | 0 | 2279.8703 | 0.0037457 | 36 | Residential_2031_Technical_MW_After Competition Groups_36 | Occupancy Sensors MF | 0.3746% | 0 | 8.5398 | Residential_2031_Technical_MW_After Competition Groups_Occupancy Sensors MF
Residential | Res ¦ Energy Star Dehumidifier | 2031 | Technical | MW | After Competition Groups | 8.099 | 0 | 0 | 2279.8703 | 0.0035524 | 37 | Residential_2031_Technical_MW_After Competition Groups_37 | Energy Star Dehumidifier | 0.3552% | 0 | 8.099 | Residential_2031_Technical_MW_After Competition Groups_Energy Star Dehumidifier
Residential | Res ¦ Duct Insulation MF | 2031 | Technical | MW | After Competition Groups | 8.0986 | 0 | 0 | 2279.8703 | 0.0035522 | 38 | Residential_2031_Technical_MW_After Competition Groups_38 | Duct Insulation MF | 0.3552% | 0 | 8.0986 | Residential_2031_Technical_MW_After Competition Groups_Duct Insulation MF
Residential | Res ¦ Energy Star Windows | 2031 | Technical | MW | After Competition Groups | 6.3601 | 0 | 0 | 2279.8703 | 0.0027897 | 39 | Residential_2031_Technical_MW_After Competition Groups_39 | Energy Star Windows | 0.279% | 0 | 6.3601 | Residential_2031_Technical_MW_After Competition Groups_Energy Star Windows
Residential | Res ¦ Furnace with ECM | 2031 | Technical | MW | After Competition Groups | 6.0229 | 0 | 0 | 2279.8703 | 0.0026418 | 40 | Residential_2031_Technical_MW_After Competition Groups_40 | Furnace with ECM | 0.2642% | 0 | 6.0229 | Residential_2031_Technical_MW_After Competition Groups_Furnace with ECM
Residential | Res ¦ Heat Pump Water Heater | 2031 | Technical | MW | After Competition Groups | 5.1578 | 0 | 0 | 2279.8703 | 0.0022623 | 41 | Residential_2031_Technical_MW_After Competition Groups_41 | Heat Pump Water Heater | 0.2262% | 0 | 5.1578 | Residential_2031_Technical_MW_After Competition Groups_Heat Pump Water Heater
Residential | Res ¦ Central Lighting Control System | 2031 | Technical | MW | After Competition Groups | 4.7757 | 0 | 0 | 2279.8703 | 0.0020947 | 42 | Residential_2031_Technical_MW_After Competition Groups_42 | Central Lighting Control System | 0.2095% | 0 | 4.7757 | Residential_2031_Technical_MW_After Competition Groups_Central Lighting Control System
Residential | Res ¦ INTEGRAL LED TROFFERS | 2031 | Technical | MW | After Competition Groups | 4.6724 | 0 | 0 | 2279.8703 | 0.0020494 | 43 | Residential_2031_Technical_MW_After Competition Groups_43 | INTEGRAL LED TROFFERS | 0.2049% | 0 | 4.6724 | Residential_2031_Technical_MW_After Competition Groups_INTEGRAL LED TROFFERS
Residential | Res ¦ Heat Recovery Ventilator | 2031 | Technical | MW | After Competition Groups | 4.5619 | 0 | 0 | 2279.8703 | 0.0020009 | 44 | Residential_2031_Technical_MW_After Competition Groups_44 | Heat Recovery Ventilator | 0.2001% | 0 | 4.5619 | Residential_2031_Technical_MW_After Competition Groups_Heat Recovery Ventilator
Residential | Res ¦ Minimize Hot and Warm Clothes Wash | 2031 | Technical | MW | After Competition Groups | 4.5462 | 0 | 0 | 2279.8703 | 0.0019941 | 45 | Residential_2031_Technical_MW_After Competition Groups_45 | Minimize Hot and Warm Clothes Wash | 0.1994% | 0 | 4.5462 | Residential_2031_Technical_MW_After Competition Groups_Minimize Hot and Warm Clothes Wash
Residential | Res ¦ LED Downlight | 2031 | Technical | MW | After Competition Groups | 4.3457 | 0 | 0 | 2279.8703 | 0.0019061 | 46 | Residential_2031_Technical_MW_After Competition Groups_46 | LED Downlight | 0.1906% | 0 | 4.3457 | Residential_2031_Technical_MW_After Competition Groups_LED Downlight
Residential | Res ¦ Energy Star Ceiling Fan/Lighting | 2031 | Technical | MW | After Competition Groups | 4.1461 | 0 | 0 | 2279.8703 | 0.0018186 | 47 | Residential_2031_Technical_MW_After Competition Groups_47 | Energy Star Ceiling Fan/Lighting | 0.1819% | 0 | 4.1461 | Residential_2031_Technical_MW_After Competition Groups_Energy Star Ceiling Fan/Lighting
Residential | Res ¦ Passive Attic Ventilation | 2031 | Technical | MW | After Competition Groups | 3.8888 | 0 | 0 | 2279.8703 | 0.0017057 | 48 | Residential_2031_Technical_MW_After Competition Groups_48 | Passive Attic Ventilation | 0.1706% | 0 | 3.8888 | Residential_2031_Technical_MW_After Competition Groups_Passive Attic Ventilation
Residential | Res ¦ LED Tube Re-Lamp | 2031 | Technical | MW | After Competition Groups | 3.7946 | 0 | 0 | 2279.8703 | 0.0016644 | 49 | Residential_2031_Technical_MW_After Competition Groups_49 | LED Tube Re-Lamp | 0.1664% | 0 | 3.7946 | Residential_2031_Technical_MW_After Competition Groups_LED Tube Re-Lamp
Residential | Res ¦ Outside Air Economizer | 2031 | Technical | MW | After Competition Groups | 3.2603 | 0 | 0 | 2279.8703 | 0.00143 | 50 | Residential_2031_Technical_MW_After Competition Groups_50 | Outside Air Economizer | 0.143% | 0 | 3.2603 | Residential_2031_Technical_MW_After Competition Groups_Outside Air Economizer
Residential | Res ¦ Early Hot Water Heater Replacement | 2031 | Technical | MW | After Competition Groups | 2.9504 | 0 | 0 | 2279.8703 | 0.0012941 | 51 | Residential_2031_Technical_MW_After Competition Groups_51 | Early Hot Water Heater Replacement | 0.1294% | 0 | 2.9504 | Residential_2031_Technical_MW_After Competition Groups_Early Hot Water Heater Replacement
Residential | Res ¦ Air Source Heat Pump Maintenance | 2031 | Technical | MW | After Competition Groups | 2.614 | 0 | 0 | 2279.8703 | 0.0011465 | 52 | Residential_2031_Technical_MW_After Competition Groups_52 | Air Source Heat Pump Maintenance | 0.1147% | 0 | 2.614 | Residential_2031_Technical_MW_After Competition Groups_Air Source Heat Pump Maintenance
Residential | Res ¦ Energy Star Dishwasher | 2031 | Technical | MW | After Competition Groups | 2.5943 | 0 | 0 | 2279.8703 | 0.0011379 | 53 | Residential_2031_Technical_MW_After Competition Groups_53 | Energy Star Dishwasher | 0.1138% | 0 | 2.5943 | Residential_2031_Technical_MW_After Competition Groups_Energy Star Dishwasher
Residential | Res ¦ Demand Control Ventilation | 2031 | Technical | MW | After Competition Groups | 2.0612 | 0 | 0 | 2279.8703 | 0.00090411 | 54 | Residential_2031_Technical_MW_After Competition Groups_54 | Demand Control Ventilation | 0.09041% | 0 | 2.0612 | Residential_2031_Technical_MW_After Competition Groups_Demand Control Ventilation
Residential | Res ¦ CO Sensors for parking garage exhaust fans | 2031 | Technical | MW | After Competition Groups | 2.057 | 0 | 0 | 2279.8703 | 0.00090225 | 55 | Residential_2031_Technical_MW_After Competition Groups_55 | CO Sensors for parking garage exhaust fans | 0.09022% | 0 | 2.057 | Residential_2031_Technical_MW_After Competition Groups_CO Sensors for parking garage exhaust fans
Residential | Res ¦ Drain Water Heat Recovery | 2031 | Technical | MW | After Competition Groups | 1.9816 | 0 | 0 | 2279.8703 | 0.00086919 | 56 | Residential_2031_Technical_MW_After Competition Groups_56 | Drain Water Heat Recovery | 0.08692% | 0 | 1.9816 | Residential_2031_Technical_MW_After Competition Groups_Drain Water Heat Recovery
Residential | Res ¦ Furnace Whistle | 2031 | Technical | MW | After Competition Groups | 1.9808 | 0 | 0 | 2279.8703 | 0.0008688 | 57 | Residential_2031_Technical_MW_After Competition Groups_57 | Furnace Whistle | 0.08688% | 0 | 1.9808 | Residential_2031_Technical_MW_After Competition Groups_Furnace Whistle
Residential | Res ¦ ENERGY STAR LED LAMPS (REFLECTOR LAMPs/MR16/PAR 16) | 2031 | Technical | MW | After Competition Groups | 1.9013 | 0 | 0 | 2279.8703 | 0.00083393 | 58 | Residential_2031_Technical_MW_After Competition Groups_58 | ENERGY STAR LED LAMPS (REFLECTOR LAMPs/MR16/PAR 16) | 0.08339% | 0 | 1.9013 | Residential_2031_Technical_MW_After Competition Groups_ENERGY STAR LED LAMPS (REFLECTOR LAMPs/MR16/PAR 16)
Residential | Res ¦ Window Film | 2031 | Technical | MW | After Competition Groups | 1.8227 | 0 | 0 | 2279.8703 | 0.00079947 | 59 | Residential_2031_Technical_MW_After Competition Groups_59 | Window Film | 0.07995% | 0 | 1.8227 | Residential_2031_Technical_MW_After Competition Groups_Window Film
Residential | Res ¦ Condensing Make Up Air Unit | 2031 | Technical | MW | After Competition Groups | 1.7481 | 0 | 0 | 2279.8703 | 0.00076675 | 60 | Residential_2031_Technical_MW_After Competition Groups_60 | Condensing Make Up Air Unit | 0.07667% | 0 | 1.7481 | Residential_2031_Technical_MW_After Competition Groups_Condensing Make Up Air Unit
Residential | Res ¦ Comprehensive Draft Proofing | 2031 | Technical | MW | After Competition Groups | 1.6831 | 0 | 0 | 2279.8703 | 0.00073826 | 61 | Residential_2031_Technical_MW_After Competition Groups_61 | Comprehensive Draft Proofing | 0.07383% | 0 | 1.6831 | Residential_2031_Technical_MW_After Competition Groups_Comprehensive Draft Proofing
Residential | Res ¦ Variable Frequency Drive (VFD) | 2031 | Technical | MW | After Competition Groups | 1.6325 | 0 | 0 | 2279.8703 | 0.00071606 | 62 | Residential_2031_Technical_MW_After Competition Groups_62 | Variable Frequency Drive (VFD) | 0.07161% | 0 | 1.6325 | Residential_2031_Technical_MW_After Competition Groups_Variable Frequency Drive (VFD)
Residential | Res ¦ Solar Powered Attic Fan | 2031 | Technical | MW | After Competition Groups | 1.4438 | 0 | 0 | 2279.8703 | 0.00063329 | 63 | Residential_2031_Technical_MW_After Competition Groups_63 | Solar Powered Attic Fan | 0.06333% | 0 | 1.4438 | Residential_2031_Technical_MW_After Competition Groups_Solar Powered Attic Fan
Residential | Res ¦ DHW Recirculation Systems | 2031 | Technical | MW | After Competition Groups | 1.2817 | 0 | 0 | 2279.8703 | 0.0005622 | 64 | Residential_2031_Technical_MW_After Competition Groups_64 | DHW Recirculation Systems | 0.05622% | 0 | 1.2817 | Residential_2031_Technical_MW_After Competition Groups_DHW Recirculation Systems
Residential | Res ¦ Water Heater Temperature Setback | 2031 | Technical | MW | After Competition Groups | 1.0325 | 0 | 0 | 2279.8703 | 0.00045287 | 65 | Residential_2031_Technical_MW_After Competition Groups_65 | Water Heater Temperature Setback | 0.04529% | 0 | 1.0325 | Residential_2031_Technical_MW_After Competition Groups_Water Heater Temperature Setback
Residential | Res ¦ LED Parking Lot Fixture | 2031 | Technical | MW | After Competition Groups | 0.87058 | 0 | 0 | 2279.8703 | 0.00038186 | 66 | Residential_2031_Technical_MW_After Competition Groups_66 | LED Parking Lot Fixture | 0.03819% | 0 | 0.87058 | Residential_2031_Technical_MW_After Competition Groups_LED Parking Lot Fixture
Residential | Res ¦ HVAC Optimization | 2031 | Technical | MW | After Competition Groups | 0.84617 | 0 | 0 | 2279.8703 | 0.00037115 | 67 | Residential_2031_Technical_MW_After Competition Groups_67 | HVAC Optimization | 0.03711% | 0 | 0.84617 | Residential_2031_Technical_MW_After Competition Groups_HVAC Optimization
Residential | Res ¦ VFD on Pumps | 2031 | Technical | MW | After Competition Groups | 0.50202 | 0 | 0 | 2279.8703 | 0.0002202 | 68 | Residential_2031_Technical_MW_After Competition Groups_68 | VFD on Pumps | 0.02202% | 0 | 0.50202 | Residential_2031_Technical_MW_After Competition Groups_VFD on Pumps
Residential | Res ¦ ENERGY STAR LED Lamps (General Service Lamps) | 2031 | Technical | MW | After Competition Groups | 0.4438 | 0 | 0 | 2279.8703 | 0.00019466 | 69 | Residential_2031_Technical_MW_After Competition Groups_69 | ENERGY STAR LED Lamps (General Service Lamps) | 0.01947% | 0 | 0.4438 | Residential_2031_Technical_MW_After Competition Groups_ENERGY STAR LED Lamps (General Service Lamps)
Residential | Res ¦ LED Exterior Area Lights - LED Fixture (200W) | 2031 | Technical | MW | After Competition Groups | 0.40725 | 0 | 0 | 2279.8703 | 0.00017863 | 70 | Residential_2031_Technical_MW_After Competition Groups_70 | LED Exterior Area Lights - LED Fixture (200W) | 0.01786% | 0 | 0.40725 | Residential_2031_Technical_MW_After Competition Groups_LED Exterior Area Lights - LED Fixture (200W)
Residential | Res ¦ ECM MOTORS FOR HVAC APPLICATION (FAN-POWERED VAV BOX) | 2031 | Technical | MW | After Competition Groups | 0.34166 | 0 | 0 | 2279.8703 | 0.00014986 | 71 | Residential_2031_Technical_MW_After Competition Groups_71 | ECM MOTORS FOR HVAC APPLICATION (FAN-POWERED VAV BOX) | 0.01499% | 0 | 0.34166 | Residential_2031_Technical_MW_After Competition Groups_ECM MOTORS FOR HVAC APPLICATION (FAN-POWERED VAV BOX)
Residential | Res ¦ Tankless Water Heater | 2031 | Technical | MW | After Competition Groups | 0.28216 | 0 | 0 | 2279.8703 | 0.00012376 | 72 | Residential_2031_Technical_MW_After Competition Groups_72 | Tankless Water Heater | 0.01238% | 0 | 0.28216 | Residential_2031_Technical_MW_After Competition Groups_Tankless Water Heater
Residential | Res ¦ Beverage Vending Machine Controls | 2031 | Technical | MW | After Competition Groups | 0.24627 | 0 | 0 | 2279.8703 | 0.00010802 | 73 | Residential_2031_Technical_MW_After Competition Groups_73 | Beverage Vending Machine Controls | 0.0108% | 0 | 0.24627 | Residential_2031_Technical_MW_After Competition Groups_Beverage Vending Machine Controls
Residential | Res ¦ Chilled Water Optimization | 2031 | Technical | MW | After Competition Groups | 0.24398 | 0 | 0 | 2279.8703 | 0.00010701 | 74 | Residential_2031_Technical_MW_After Competition Groups_74 | Chilled Water Optimization | 0.0107% | 0 | 0.24398 | Residential_2031_Technical_MW_After Competition Groups_Chilled Water Optimization
Residential | Res ¦ Wall Insulation MF | 2031 | Technical | MW | After Competition Groups | 0.16266 | 0 | 0 | 2279.8703 | 7.1344e-05 | 75 | Residential_2031_Technical_MW_After Competition Groups_75 | Wall Insulation MF | 0.007134% | 0 | 0.16266 | Residential_2031_Technical_MW_After Competition Groups_Wall Insulation MF
Residential | Res ¦ LED Recessed Downlights | 2031 | Technical | MW | After Competition Groups | 0.02522 | 0 | 0 | 2279.8703 | 1.1062e-05 | 76 | Residential_2031_Technical_MW_After Competition Groups_76 | LED Recessed Downlights | 0.001106% | 0 | 0.02522 | Residential_2031_Technical_MW_After Competition Groups_LED Recessed Downlights
Residential | Res ¦ LED High Bay Fixture | 2031 | Technical | MW | After Competition Groups | 0.021551 | 0 | 0 | 2279.8703 | 9.4529e-06 | 77 | Residential_2031_Technical_MW_After Competition Groups_77 | LED High Bay Fixture | 0.0009453% | 0 | 0.021551 | Residential_2031_Technical_MW_After Competition Groups_LED High Bay Fixture
Residential | Res ¦ Radiant Barrier | 2031 | Technical | MW | After Competition Groups | 0.012557 | 0 | 0 | 2279.8703 | 5.5078e-06 | 78 | Residential_2031_Technical_MW_After Competition Groups_78 | Radiant Barrier | 0.0005508% | 0 | 0.012557 | Residential_2031_Technical_MW_After Competition Groups_Radiant Barrier
Residential | Res ¦ Solar Water Preheat (Pools/DHW) | 2031 | Technical | MW | After Competition Groups | 0.0090371 | 0 | 0 | 2279.8703 | 3.9639e-06 | 79 | Residential_2031_Technical_MW_After Competition Groups_79 | Solar Water Preheat (Pools/DHW) | 0.0003964% | 0 | 0.0090371 | Residential_2031_Technical_MW_After Competition Groups_Solar Water Preheat (Pools/DHW)
Residential | Res ¦ Photocell Controls (Outdoor) | 2031 | Technical | MW | After Competition Groups | 5.052e-05 | 0 | 0 | 2279.8703 | 2.2159e-08 | 80 | Residential_2031_Technical_MW_After Competition Groups_80 | Photocell Controls (Outdoor) | 2.216e-06% | 0 | 5.052e-05 | Residential_2031_Technical_MW_After Competition Groups_Photocell Controls (Outdoor)
Residential | Res ¦ Adaptive Thermostat | 2032 | Economic | MW | After Competition Groups | 199.0075 | 0 | 0 | 1256.8185 | 0.15834 | 1 | Residential_2032_Economic_MW_After Competition Groups_1 | Adaptive Thermostat | 15.83% | 0 | 199.0075 | Residential_2032_Economic_MW_After Competition Groups_Adaptive Thermostat
Residential | Res ¦ Ductless Mini-Split Heat Pump | 2032 | Economic | MW | After Competition Groups | 182.9784 | 0 | 0 | 1256.8185 | 0.14559 | 2 | Residential_2032_Economic_MW_After Competition Groups_2 | Ductless Mini-Split Heat Pump | 14.56% | 0 | 182.9784 | Residential_2032_Economic_MW_After Competition Groups_Ductless Mini-Split Heat Pump
Residential | Res ¦ Energy Star Air Source Heat Pump | 2032 | Economic | MW | After Competition Groups | 104.4872 | 0 | 0 | 1256.8185 | 0.083136 | 3 | Residential_2032_Economic_MW_After Competition Groups_3 | Energy Star Air Source Heat Pump | 8.314% | 0 | 104.4872 | Residential_2032_Economic_MW_After Competition Groups_Energy Star Air Source Heat Pump
Residential | Res ¦ Energy Star Clothes Washer | 2032 | Economic | MW | After Competition Groups | 85.021 | 0 | 0 | 1256.8185 | 0.067648 | 4 | Residential_2032_Economic_MW_After Competition Groups_4 | Energy Star Clothes Washer | 6.765% | 0 | 85.021 | Residential_2032_Economic_MW_After Competition Groups_Energy Star Clothes Washer
Residential | Res ¦ Building Recommissioning, Operations and Maintenance (O&M) Improvements | 2032 | Economic | MW | After Competition Groups | 78.8674 | 0 | 0 | 1256.8185 | 0.062752 | 5 | Residential_2032_Economic_MW_After Competition Groups_5 | Building Recommissioning, Operations and Maintenance (O&M) Improvements | 6.275% | 0 | 78.8674 | Residential_2032_Economic_MW_After Competition Groups_Building Recommissioning, Operations and Maintenance (O&M) Improvements
Residential | Res ¦ Basement Wall Insulation | 2032 | Economic | MW | After Competition Groups | 72.7439 | 0 | 0 | 1256.8185 | 0.057879 | 6 | Residential_2032_Economic_MW_After Competition Groups_6 | Basement Wall Insulation | 5.788% | 0 | 72.7439 | Residential_2032_Economic_MW_After Competition Groups_Basement Wall Insulation
Residential | Res ¦ Energy Star Room Air Conditioner | 2032 | Economic | MW | After Competition Groups | 68.5595 | 0 | 0 | 1256.8185 | 0.05455 | 7 | Residential_2032_Economic_MW_After Competition Groups_7 | Energy Star Room Air Conditioner | 5.455% | 0 | 68.5595 | Residential_2032_Economic_MW_After Competition Groups_Energy Star Room Air Conditioner
Residential | Res ¦ Energy Star LED Bulbs General Purpose LEDs | 2032 | Economic | MW | After Competition Groups | 61.4876 | 0 | 0 | 1256.8185 | 0.048923 | 8 | Residential_2032_Economic_MW_After Competition Groups_8 | Energy Star LED Bulbs General Purpose LEDs | 4.892% | 0 | 61.4876 | Residential_2032_Economic_MW_After Competition Groups_Energy Star LED Bulbs General Purpose LEDs
Residential | Res ¦ Variable Speed Pool Pump Motor | 2032 | Economic | MW | After Competition Groups | 56.3342 | 0 | 0 | 1256.8185 | 0.044823 | 9 | Residential_2032_Economic_MW_After Competition Groups_9 | Variable Speed Pool Pump Motor | 4.482% | 0 | 56.3342 | Residential_2032_Economic_MW_After Competition Groups_Variable Speed Pool Pump Motor
Residential | Res ¦ Attic Insulation | 2032 | Economic | MW | After Competition Groups | 56.1172 | 0 | 0 | 1256.8185 | 0.04465 | 10 | Residential_2032_Economic_MW_After Competition Groups_10 | Attic Insulation | 4.465% | 0 | 56.1172 | Residential_2032_Economic_MW_After Competition Groups_Attic Insulation
Residential | Res ¦ Energy Star A Line, PAR, MR Lamps | 2032 | Economic | MW | After Competition Groups | 47.2739 | 0 | 0 | 1256.8185 | 0.037614 | 11 | Residential_2032_Economic_MW_After Competition Groups_11 | Energy Star A Line, PAR, MR Lamps | 3.761% | 0 | 47.2739 | Residential_2032_Economic_MW_After Competition Groups_Energy Star A Line, PAR, MR Lamps
Residential | Res ¦ Energy Star Clothes Dryer | 2032 | Economic | MW | After Competition Groups | 33.4052 | 0 | 0 | 1256.8185 | 0.026579 | 12 | Residential_2032_Economic_MW_After Competition Groups_12 | Energy Star Clothes Dryer | 2.658% | 0 | 33.4052 | Residential_2032_Economic_MW_After Competition Groups_Energy Star Clothes Dryer
Residential | Res ¦ Duct Insulation | 2032 | Economic | MW | After Competition Groups | 16.1332 | 0 | 0 | 1256.8185 | 0.012837 | 13 | Residential_2032_Economic_MW_After Competition Groups_13 | Duct Insulation | 1.284% | 0 | 16.1332 | Residential_2032_Economic_MW_After Competition Groups_Duct Insulation
Residential | Res ¦ Air Sealing | 2032 | Economic | MW | After Competition Groups | 15.4735 | 0 | 0 | 1256.8185 | 0.012312 | 14 | Residential_2032_Economic_MW_After Competition Groups_14 | Air Sealing | 1.231% | 0 | 15.4735 | Residential_2032_Economic_MW_After Competition Groups_Air Sealing
Residential | Res ¦ Energy Star Torchiere | 2032 | Economic | MW | After Competition Groups | 15.0807 | 0 | 0 | 1256.8185 | 0.011999 | 15 | Residential_2032_Economic_MW_After Competition Groups_15 | Energy Star Torchiere | 1.2% | 0 | 15.0807 | Residential_2032_Economic_MW_After Competition Groups_Energy Star Torchiere
Residential | Res ¦ Floor Insulation | 2032 | Economic | MW | After Competition Groups | 14.7075 | 0 | 0 | 1256.8185 | 0.011702 | 16 | Residential_2032_Economic_MW_After Competition Groups_16 | Floor Insulation | 1.17% | 0 | 14.7075 | Residential_2032_Economic_MW_After Competition Groups_Floor Insulation
Residential | Res ¦ Smart Burners | 2032 | Economic | MW | After Competition Groups | 13.8737 | 0 | 0 | 1256.8185 | 0.011039 | 17 | Residential_2032_Economic_MW_After Competition Groups_17 | Smart Burners | 1.104% | 0 | 13.8737 | Residential_2032_Economic_MW_After Competition Groups_Smart Burners
Residential | Res ¦ Home Energy Reports | 2032 | Economic | MW | After Competition Groups | 12.5561 | 0 | 0 | 1256.8185 | 0.0099904 | 18 | Residential_2032_Economic_MW_After Competition Groups_18 | Home Energy Reports | 0.999% | 0 | 12.5561 | Residential_2032_Economic_MW_After Competition Groups_Home Energy Reports
Residential | Res ¦ Advanced BAS/Controllers | 2032 | Economic | MW | After Competition Groups | 11.5432 | 0 | 0 | 1256.8185 | 0.0091844 | 19 | Residential_2032_Economic_MW_After Competition Groups_19 | Advanced BAS/Controllers | 0.9184% | 0 | 11.5432 | Residential_2032_Economic_MW_After Competition Groups_Advanced BAS/Controllers
Residential | Res ¦ Clothes Drying Racks | 2032 | Economic | MW | After Competition Groups | 10.682 | 0 | 0 | 1256.8185 | 0.0084992 | 20 | Residential_2032_Economic_MW_After Competition Groups_20 | Clothes Drying Racks | 0.8499% | 0 | 10.682 | Residential_2032_Economic_MW_After Competition Groups_Clothes Drying Racks
Residential | Res ¦ High Efficiency Chiller (avg of water and air cooled) | 2032 | Economic | MW | After Competition Groups | 10.2603 | 0 | 0 | 1256.8185 | 0.0081637 | 21 | Residential_2032_Economic_MW_After Competition Groups_21 | High Efficiency Chiller (avg of water and air cooled) | 0.8164% | 0 | 10.2603 | Residential_2032_Economic_MW_After Competition Groups_High Efficiency Chiller (avg of water and air cooled)
Residential | Res ¦ Refrigerator Recycling | 2032 | Economic | MW | After Competition Groups | 9.0523 | 0 | 0 | 1256.8185 | 0.0072025 | 22 | Residential_2032_Economic_MW_After Competition Groups_22 | Refrigerator Recycling | 0.7203% | 0 | 9.0523 | Residential_2032_Economic_MW_After Competition Groups_Refrigerator Recycling
Residential | Res ¦ Freezer Recycling | 2032 | Economic | MW | After Competition Groups | 8.433 | 0 | 0 | 1256.8185 | 0.0067098 | 23 | Residential_2032_Economic_MW_After Competition Groups_23 | Freezer Recycling | 0.671% | 0 | 8.433 | Residential_2032_Economic_MW_After Competition Groups_Freezer Recycling
Residential | Res ¦ Occupancy Sensors MF | 2032 | Economic | MW | After Competition Groups | 8.2404 | 0 | 0 | 1256.8185 | 0.0065565 | 24 | Residential_2032_Economic_MW_After Competition Groups_24 | Occupancy Sensors MF | 0.6557% | 0 | 8.2404 | Residential_2032_Economic_MW_After Competition Groups_Occupancy Sensors MF
Residential | Res ¦ Energy Star Dehumidifier | 2032 | Economic | MW | After Competition Groups | 7.9711 | 0 | 0 | 1256.8185 | 0.0063423 | 25 | Residential_2032_Economic_MW_After Competition Groups_25 | Energy Star Dehumidifier | 0.6342% | 0 | 7.9711 | Residential_2032_Economic_MW_After Competition Groups_Energy Star Dehumidifier
Residential | Res ¦ Energy Star Light Fixture | 2032 | Economic | MW | After Competition Groups | 6.4881 | 0 | 0 | 1256.8185 | 0.0051623 | 26 | Residential_2032_Economic_MW_After Competition Groups_26 | Energy Star Light Fixture | 0.5162% | 0 | 6.4881 | Residential_2032_Economic_MW_After Competition Groups_Energy Star Light Fixture
Residential | Res ¦ Energy Star Freezer | 2032 | Economic | MW | After Competition Groups | 6.1275 | 0 | 0 | 1256.8185 | 0.0048754 | 27 | Residential_2032_Economic_MW_After Competition Groups_27 | Energy Star Freezer | 0.4875% | 0 | 6.1275 | Residential_2032_Economic_MW_After Competition Groups_Energy Star Freezer
Residential | Res ¦ Duct Insulation MF | 2032 | Economic | MW | After Competition Groups | 6.0487 | 0 | 0 | 1256.8185 | 0.0048127 | 28 | Residential_2032_Economic_MW_After Competition Groups_28 | Duct Insulation MF | 0.4813% | 0 | 6.0487 | Residential_2032_Economic_MW_After Competition Groups_Duct Insulation MF
Residential | Res ¦ Heat Recovery Ventilator | 2032 | Economic | MW | After Competition Groups | 4.7173 | 0 | 0 | 1256.8185 | 0.0037534 | 29 | Residential_2032_Economic_MW_After Competition Groups_29 | Heat Recovery Ventilator | 0.3753% | 0 | 4.7173 | Residential_2032_Economic_MW_After Competition Groups_Heat Recovery Ventilator
Residential | Res ¦ Minimize Hot and Warm Clothes Wash | 2032 | Economic | MW | After Competition Groups | 4.4744 | 0 | 0 | 1256.8185 | 0.0035601 | 30 | Residential_2032_Economic_MW_After Competition Groups_30 | Minimize Hot and Warm Clothes Wash | 0.356% | 0 | 4.4744 | Residential_2032_Economic_MW_After Competition Groups_Minimize Hot and Warm Clothes Wash
Residential | Res ¦ LED Tube Re-Lamp | 2032 | Economic | MW | After Competition Groups | 3.8961 | 0 | 0 | 1256.8185 | 0.0030999 | 31 | Residential_2032_Economic_MW_After Competition Groups_31 | LED Tube Re-Lamp | 0.31% | 0 | 3.8961 | Residential_2032_Economic_MW_After Competition Groups_LED Tube Re-Lamp
Residential | Res ¦ Outside Air Economizer | 2032 | Economic | MW | After Competition Groups | 3.2989 | 0 | 0 | 1256.8185 | 0.0026248 | 32 | Residential_2032_Economic_MW_After Competition Groups_32 | Outside Air Economizer | 0.2625% | 0 | 3.2989 | Residential_2032_Economic_MW_After Competition Groups_Outside Air Economizer
Residential | Res ¦ Tankless Water Heater | 2032 | Economic | MW | After Competition Groups | 2.4926 | 0 | 0 | 1256.8185 | 0.0019832 | 33 | Residential_2032_Economic_MW_After Competition Groups_33 | Tankless Water Heater | 0.1983% | 0 | 2.4926 | Residential_2032_Economic_MW_After Competition Groups_Tankless Water Heater
Residential | Res ¦ CO Sensors for parking garage exhaust fans | 2032 | Economic | MW | After Competition Groups | 2.0814 | 0 | 0 | 1256.8185 | 0.0016561 | 34 | Residential_2032_Economic_MW_After Competition Groups_34 | CO Sensors for parking garage exhaust fans | 0.1656% | 0 | 2.0814 | Residential_2032_Economic_MW_After Competition Groups_CO Sensors for parking garage exhaust fans
Residential | Res ¦ Demand Control Ventilation | 2032 | Economic | MW | After Competition Groups | 2.0287 | 0 | 0 | 1256.8185 | 0.0016141 | 35 | Residential_2032_Economic_MW_After Competition Groups_35 | Demand Control Ventilation | 0.1614% | 0 | 2.0287 | Residential_2032_Economic_MW_After Competition Groups_Demand Control Ventilation
Residential | Res ¦ Furnace Whistle | 2032 | Economic | MW | After Competition Groups | 1.9495 | 0 | 0 | 1256.8185 | 0.0015511 | 36 | Residential_2032_Economic_MW_After Competition Groups_36 | Furnace Whistle | 0.1551% | 0 | 1.9495 | Residential_2032_Economic_MW_After Competition Groups_Furnace Whistle
Residential | Res ¦ ENERGY STAR LED LAMPS (REFLECTOR LAMPs/MR16/PAR 16) | 2032 | Economic | MW | After Competition Groups | 1.9 | 0 | 0 | 1256.8185 | 0.0015118 | 37 | Residential_2032_Economic_MW_After Competition Groups_37 | ENERGY STAR LED LAMPS (REFLECTOR LAMPs/MR16/PAR 16) | 0.1512% | 0 | 1.9 | Residential_2032_Economic_MW_After Competition Groups_ENERGY STAR LED LAMPS (REFLECTOR LAMPs/MR16/PAR 16)
Residential | Res ¦ Condensing Make Up Air Unit | 2032 | Economic | MW | After Competition Groups | 1.8501 | 0 | 0 | 1256.8185 | 0.0014721 | 38 | Residential_2032_Economic_MW_After Competition Groups_38 | Condensing Make Up Air Unit | 0.1472% | 0 | 1.8501 | Residential_2032_Economic_MW_After Competition Groups_Condensing Make Up Air Unit
Residential | Res ¦ Wall Insulation | 2032 | Economic | MW | After Competition Groups | 1.7903 | 0 | 0 | 1256.8185 | 0.0014245 | 39 | Residential_2032_Economic_MW_After Competition Groups_39 | Wall Insulation | 0.1424% | 0 | 1.7903 | Residential_2032_Economic_MW_After Competition Groups_Wall Insulation
Residential | Res ¦ Comprehensive Draft Proofing | 2032 | Economic | MW | After Competition Groups | 1.6566 | 0 | 0 | 1256.8185 | 0.0013181 | 40 | Residential_2032_Economic_MW_After Competition Groups_40 | Comprehensive Draft Proofing | 0.1318% | 0 | 1.6566 | Residential_2032_Economic_MW_After Competition Groups_Comprehensive Draft Proofing
Residential | Res ¦ Variable Frequency Drive (VFD) | 2032 | Economic | MW | After Competition Groups | 1.6067 | 0 | 0 | 1256.8185 | 0.0012784 | 41 | Residential_2032_Economic_MW_After Competition Groups_41 | Variable Frequency Drive (VFD) | 0.1278% | 0 | 1.6067 | Residential_2032_Economic_MW_After Competition Groups_Variable Frequency Drive (VFD)
Residential | Res ¦ Water Heater Temperature Setback | 2032 | Economic | MW | After Competition Groups | 1.0162 | 0 | 0 | 1256.8185 | 0.00080853 | 42 | Residential_2032_Economic_MW_After Competition Groups_42 | Water Heater Temperature Setback | 0.08085% | 0 | 1.0162 | Residential_2032_Economic_MW_After Competition Groups_Water Heater Temperature Setback
Residential | Res ¦ LED Parking Lot Fixture | 2032 | Economic | MW | After Competition Groups | 0.87191 | 0 | 0 | 1256.8185 | 0.00069374 | 43 | Residential_2032_Economic_MW_After Competition Groups_43 | LED Parking Lot Fixture | 0.06937% | 0 | 0.87191 | Residential_2032_Economic_MW_After Competition Groups_LED Parking Lot Fixture
Residential | Res ¦ VFD on Pumps | 2032 | Economic | MW | After Competition Groups | 0.49409 | 0 | 0 | 1256.8185 | 0.00039313 | 44 | Residential_2032_Economic_MW_After Competition Groups_44 | VFD on Pumps | 0.03931% | 0 | 0.49409 | Residential_2032_Economic_MW_After Competition Groups_VFD on Pumps
Residential | Res ¦ ENERGY STAR LED Lamps (General Service Lamps) | 2032 | Economic | MW | After Competition Groups | 0.44466 | 0 | 0 | 1256.8185 | 0.0003538 | 45 | Residential_2032_Economic_MW_After Competition Groups_45 | ENERGY STAR LED Lamps (General Service Lamps) | 0.03538% | 0 | 0.44466 | Residential_2032_Economic_MW_After Competition Groups_ENERGY STAR LED Lamps (General Service Lamps)
Residential | Res ¦ LED Exterior Area Lights - LED Fixture (200W) | 2032 | Economic | MW | After Competition Groups | 0.40858 | 0 | 0 | 1256.8185 | 0.00032509 | 46 | Residential_2032_Economic_MW_After Competition Groups_46 | LED Exterior Area Lights - LED Fixture (200W) | 0.03251% | 0 | 0.40858 | Residential_2032_Economic_MW_After Competition Groups_LED Exterior Area Lights - LED Fixture (200W)
Residential | Res ¦ ECM MOTORS FOR HVAC APPLICATION (FAN-POWERED VAV BOX) | 2032 | Economic | MW | After Competition Groups | 0.34568 | 0 | 0 | 1256.8185 | 0.00027504 | 47 | Residential_2032_Economic_MW_After Competition Groups_47 | ECM MOTORS FOR HVAC APPLICATION (FAN-POWERED VAV BOX) | 0.0275% | 0 | 0.34568 | Residential_2032_Economic_MW_After Competition Groups_ECM MOTORS FOR HVAC APPLICATION (FAN-POWERED VAV BOX)
Residential | Res ¦ Chilled Water Optimization | 2032 | Economic | MW | After Competition Groups | 0.25815 | 0 | 0 | 1256.8185 | 0.0002054 | 48 | Residential_2032_Economic_MW_After Competition Groups_48 | Chilled Water Optimization | 0.02054% | 0 | 0.25815 | Residential_2032_Economic_MW_After Competition Groups_Chilled Water Optimization
Residential | Res ¦ Beverage Vending Machine Controls | 2032 | Economic | MW | After Competition Groups | 0.24917 | 0 | 0 | 1256.8185 | 0.00019825 | 49 | Residential_2032_Economic_MW_After Competition Groups_49 | Beverage Vending Machine Controls | 0.01983% | 0 | 0.24917 | Residential_2032_Economic_MW_After Competition Groups_Beverage Vending Machine Controls
Residential | Res ¦ LED High Bay Fixture | 2032 | Economic | MW | After Competition Groups | 0.020796 | 0 | 0 | 1256.8185 | 1.6546e-05 | 50 | Residential_2032_Economic_MW_After Competition Groups_50 | LED High Bay Fixture | 0.001655% | 0 | 0.020796 | Residential_2032_Economic_MW_After Competition Groups_LED High Bay Fixture
Residential | Res ¦ Wall Insulation MF | 2032 | Economic | MW | After Competition Groups | 0.012813 | 0 | 0 | 1256.8185 | 1.0195e-05 | 51 | Residential_2032_Economic_MW_After Competition Groups_51 | Wall Insulation MF | 0.001019% | 0 | 0.012813 | Residential_2032_Economic_MW_After Competition Groups_Wall Insulation MF
Residential | Res ¦ LED Downlight | 2032 | Economic | MW | After Competition Groups | 0 | 0 | 0 | 1256.8185 | 0 | 52 | Residential_2032_Economic_MW_After Competition Groups_52 | LED Downlight | 0% | 0 | 0 | Residential_2032_Economic_MW_After Competition Groups_LED Downlight
Residential | Res ¦ Smart Power Bar | 2032 | Economic | MW | After Competition Groups | 0 | 0 | 0 | 1256.8185 | 0 | 53 | Residential_2032_Economic_MW_After Competition Groups_53 | Smart Power Bar | 0% | 0 | 0 | Residential_2032_Economic_MW_After Competition Groups_Smart Power Bar
Residential | Res ¦ Ductless Mini-Split Heat Pump | 2032 | SC A | MW | After Competition Groups | 88.0393 | 0 | 0 | 437.4587 | 0.20125 | 1 | Residential_2032_SC A_MW_After Competition Groups_1 | Ductless Mini-Split Heat Pump | 20.13% | 0 | 88.0393 | Residential_2032_SC A_MW_After Competition Groups_Ductless Mini-Split Heat Pump
Residential | Res ¦ Building Recommissioning, Operations and Maintenance (O&M) Improvements | 2032 | SC A | MW | After Competition Groups | 50.8751 | 0 | 0 | 437.4587 | 0.1163 | 2 | Residential_2032_SC A_MW_After Competition Groups_2 | Building Recommissioning, Operations and Maintenance (O&M) Improvements | 11.63% | 0 | 50.8751 | Residential_2032_SC A_MW_After Competition Groups_Building Recommissioning, Operations and Maintenance (O&M) Improvements
Residential | Res ¦ Energy Star Clothes Washer | 2032 | SC A | MW | After Competition Groups | 45.0828 | 0 | 0 | 437.4587 | 0.10306 | 3 | Residential_2032_SC A_MW_After Competition Groups_3 | Energy Star Clothes Washer | 10.31% | 0 | 45.0828 | Residential_2032_SC A_MW_After Competition Groups_Energy Star Clothes Washer
Residential | Res ¦ Adaptive Thermostat | 2032 | SC A | MW | After Competition Groups | 30.0294 | 0 | 0 | 437.4587 | 0.068645 | 4 | Residential_2032_SC A_MW_After Competition Groups_4 | Adaptive Thermostat | 6.865% | 0 | 30.0294 | Residential_2032_SC A_MW_After Competition Groups_Adaptive Thermostat
Residential | Res ¦ Energy Star LED Specialty Bulbs | 2032 | SC A | MW | After Competition Groups | 29.338 | 0 | 0 | 437.4587 | 0.067065 | 5 | Residential_2032_SC A_MW_After Competition Groups_5 | Energy Star LED Specialty Bulbs | 6.706% | 0 | 29.338 | Residential_2032_SC A_MW_After Competition Groups_Energy Star LED Specialty Bulbs
Residential | Res ¦ Variable Speed Pool Pump Motor | 2032 | SC A | MW | After Competition Groups | 26.3124 | 0 | 0 | 437.4587 | 0.060148 | 6 | Residential_2032_SC A_MW_After Competition Groups_6 | Variable Speed Pool Pump Motor | 6.015% | 0 | 26.3124 | Residential_2032_SC A_MW_After Competition Groups_Variable Speed Pool Pump Motor
Residential | Res ¦ Energy Star Air Source Heat Pump | 2032 | SC A | MW | After Competition Groups | 22.3858 | 0 | 0 | 437.4587 | 0.051172 | 7 | Residential_2032_SC A_MW_After Competition Groups_7 | Energy Star Air Source Heat Pump | 5.117% | 0 | 22.3858 | Residential_2032_SC A_MW_After Competition Groups_Energy Star Air Source Heat Pump
Residential | Res ¦ Basement Wall Insulation | 2032 | SC A | MW | After Competition Groups | 21.2059 | 0 | 0 | 437.4587 | 0.048475 | 8 | Residential_2032_SC A_MW_After Competition Groups_8 | Basement Wall Insulation | 4.848% | 0 | 21.2059 | Residential_2032_SC A_MW_After Competition Groups_Basement Wall Insulation
Residential | Res ¦ Energy Star Room Air Conditioner | 2032 | SC A | MW | After Competition Groups | 14.9095 | 0 | 0 | 437.4587 | 0.034082 | 9 | Residential_2032_SC A_MW_After Competition Groups_9 | Energy Star Room Air Conditioner | 3.408% | 0 | 14.9095 | Residential_2032_SC A_MW_After Competition Groups_Energy Star Room Air Conditioner
Residential | Res ¦ Energy Star A Line, PAR, MR Lamps | 2032 | SC A | MW | After Competition Groups | 13.3249 | 0 | 0 | 437.4587 | 0.03046 | 10 | Residential_2032_SC A_MW_After Competition Groups_10 | Energy Star A Line, PAR, MR Lamps | 3.046% | 0 | 13.3249 | Residential_2032_SC A_MW_After Competition Groups_Energy Star A Line, PAR, MR Lamps
Residential | Res ¦ Energy Star LED Bulbs General Purpose LEDs | 2032 | SC A | MW | After Competition Groups | 10.1607 | 0 | 0 | 437.4587 | 0.023227 | 11 | Residential_2032_SC A_MW_After Competition Groups_11 | Energy Star LED Bulbs General Purpose LEDs | 2.323% | 0 | 10.1607 | Residential_2032_SC A_MW_After Competition Groups_Energy Star LED Bulbs General Purpose LEDs
Residential | Res ¦ High Efficiency Chiller (avg of water and air cooled) | 2032 | SC A | MW | After Competition Groups | 9.0224 | 0 | 0 | 437.4587 | 0.020624 | 12 | Residential_2032_SC A_MW_After Competition Groups_12 | High Efficiency Chiller (avg of water and air cooled) | 2.062% | 0 | 9.0224 | Residential_2032_SC A_MW_After Competition Groups_High Efficiency Chiller (avg of water and air cooled)
Residential | Res ¦ Energy Star Clothes Dryer | 2032 | SC A | MW | After Competition Groups | 8.3047 | 0 | 0 | 437.4587 | 0.018984 | 13 | Residential_2032_SC A_MW_After Competition Groups_13 | Energy Star Clothes Dryer | 1.898% | 0 | 8.3047 | Residential_2032_SC A_MW_After Competition Groups_Energy Star Clothes Dryer
Residential | Res ¦ Home Energy Reports | 2032 | SC A | MW | After Competition Groups | 8.0487 | 0 | 0 | 437.4587 | 0.018399 | 14 | Residential_2032_SC A_MW_After Competition Groups_14 | Home Energy Reports | 1.84% | 0 | 8.0487 | Residential_2032_SC A_MW_After Competition Groups_Home Energy Reports
Residential | Res ¦ Energy Star Torchiere | 2032 | SC A | MW | After Competition Groups | 6.9267 | 0 | 0 | 437.4587 | 0.015834 | 15 | Residential_2032_SC A_MW_After Competition Groups_15 | Energy Star Torchiere | 1.583% | 0 | 6.9267 | Residential_2032_SC A_MW_After Competition Groups_Energy Star Torchiere
Residential | Res ¦ Attic Insulation | 2032 | SC A | MW | After Competition Groups | 6.6089 | 0 | 0 | 437.4587 | 0.015108 | 16 | Residential_2032_SC A_MW_After Competition Groups_16 | Attic Insulation | 1.511% | 0 | 6.6089 | Residential_2032_SC A_MW_After Competition Groups_Attic Insulation
Residential | Res ¦ Occupancy Sensors MF | 2032 | SC A | MW | After Competition Groups | 6.2179 | 0 | 0 | 437.4587 | 0.014214 | 17 | Residential_2032_SC A_MW_After Competition Groups_17 | Occupancy Sensors MF | 1.421% | 0 | 6.2179 | Residential_2032_SC A_MW_After Competition Groups_Occupancy Sensors MF
Residential | Res ¦ Advanced BAS/Controllers | 2032 | SC A | MW | After Competition Groups | 4.9601 | 0 | 0 | 437.4587 | 0.011338 | 18 | Residential_2032_SC A_MW_After Competition Groups_18 | Advanced BAS/Controllers | 1.134% | 0 | 4.9601 | Residential_2032_SC A_MW_After Competition Groups_Advanced BAS/Controllers
Residential | Res ¦ Refrigerator Recycling | 2032 | SC A | MW | After Competition Groups | 4.2428 | 0 | 0 | 437.4587 | 0.0096987 | 19 | Residential_2032_SC A_MW_After Competition Groups_19 | Refrigerator Recycling | 0.9699% | 0 | 4.2428 | Residential_2032_SC A_MW_After Competition Groups_Refrigerator Recycling
Residential | Res ¦ LED Tube Re-Lamp | 2032 | SC A | MW | After Competition Groups | 3.3622 | 0 | 0 | 437.4587 | 0.0076857 | 20 | Residential_2032_SC A_MW_After Competition Groups_20 | LED Tube Re-Lamp | 0.7686% | 0 | 3.3622 | Residential_2032_SC A_MW_After Competition Groups_LED Tube Re-Lamp
Residential | Res ¦ Energy Star Freezer | 2032 | SC A | MW | After Competition Groups | 3.131 | 0 | 0 | 437.4587 | 0.0071572 | 21 | Residential_2032_SC A_MW_After Competition Groups_21 | Energy Star Freezer | 0.7157% | 0 | 3.131 | Residential_2032_SC A_MW_After Competition Groups_Energy Star Freezer
Residential | Res ¦ Minimize Hot and Warm Clothes Wash | 2032 | SC A | MW | After Competition Groups | 2.8466 | 0 | 0 | 437.4587 | 0.0065072 | 22 | Residential_2032_SC A_MW_After Competition Groups_22 | Minimize Hot and Warm Clothes Wash | 0.6507% | 0 | 2.8466 | Residential_2032_SC A_MW_After Competition Groups_Minimize Hot and Warm Clothes Wash
Residential | Res ¦ Energy Star Light Fixture | 2032 | SC A | MW | After Competition Groups | 2.5504 | 0 | 0 | 437.4587 | 0.0058301 | 23 | Residential_2032_SC A_MW_After Competition Groups_23 | Energy Star Light Fixture | 0.583% | 0 | 2.5504 | Residential_2032_SC A_MW_After Competition Groups_Energy Star Light Fixture
Residential | Res ¦ Outside Air Economizer | 2032 | SC A | MW | After Competition Groups | 2.4959 | 0 | 0 | 437.4587 | 0.0057054 | 24 | Residential_2032_SC A_MW_After Competition Groups_24 | Outside Air Economizer | 0.5705% | 0 | 2.4959 | Residential_2032_SC A_MW_After Competition Groups_Outside Air Economizer
Residential | Res ¦ Air Sealing | 2032 | SC A | MW | After Competition Groups | 2.441 | 0 | 0 | 437.4587 | 0.0055799 | 25 | Residential_2032_SC A_MW_After Competition Groups_25 | Air Sealing | 0.558% | 0 | 2.441 | Residential_2032_SC A_MW_After Competition Groups_Air Sealing
Residential | Res ¦ ENERGY STAR LED LAMPS (REFLECTOR LAMPs/MR16/PAR 16) | 2032 | SC A | MW | After Competition Groups | 1.9898 | 0 | 0 | 437.4587 | 0.0045485 | 26 | Residential_2032_SC A_MW_After Competition Groups_26 | ENERGY STAR LED LAMPS (REFLECTOR LAMPs/MR16/PAR 16) | 0.4548% | 0 | 1.9898 | Residential_2032_SC A_MW_After Competition Groups_ENERGY STAR LED LAMPS (REFLECTOR LAMPs/MR16/PAR 16)
Residential | Res ¦ Smart Burners | 2032 | SC A | MW | After Competition Groups | 1.5328 | 0 | 0 | 437.4587 | 0.0035038 | 27 | Residential_2032_SC A_MW_After Competition Groups_27 | Smart Burners | 0.3504% | 0 | 1.5328 | Residential_2032_SC A_MW_After Competition Groups_Smart Burners
Residential | Res ¦ Furnace Whistle | 2032 | SC A | MW | After Competition Groups | 1.2606 | 0 | 0 | 437.4587 | 0.0028816 | 28 | Residential_2032_SC A_MW_After Competition Groups_28 | Furnace Whistle | 0.2882% | 0 | 1.2606 | Residential_2032_SC A_MW_After Competition Groups_Furnace Whistle
Residential | Res ¦ Variable Frequency Drive (VFD) | 2032 | SC A | MW | After Competition Groups | 1.039 | 0 | 0 | 437.4587 | 0.002375 | 29 | Residential_2032_SC A_MW_After Competition Groups_29 | Variable Frequency Drive (VFD) | 0.2375% | 0 | 1.039 | Residential_2032_SC A_MW_After Competition Groups_Variable Frequency Drive (VFD)
Residential | Res ¦ Comprehensive Draft Proofing | 2032 | SC A | MW | After Competition Groups | 1.0171 | 0 | 0 | 437.4587 | 0.002325 | 30 | Residential_2032_SC A_MW_After Competition Groups_30 | Comprehensive Draft Proofing | 0.2325% | 0 | 1.0171 | Residential_2032_SC A_MW_After Competition Groups_Comprehensive Draft Proofing
Residential | Res ¦ CO Sensors for parking garage exhaust fans | 2032 | SC A | MW | After Competition Groups | 0.86508 | 0 | 0 | 437.4587 | 0.0019775 | 31 | Residential_2032_SC A_MW_After Competition Groups_31 | CO Sensors for parking garage exhaust fans | 0.1978% | 0 | 0.86508 | Residential_2032_SC A_MW_After Competition Groups_CO Sensors for parking garage exhaust fans
Residential | Res ¦ LED Parking Lot Fixture | 2032 | SC A | MW | After Competition Groups | 0.84322 | 0 | 0 | 437.4587 | 0.0019275 | 32 | Residential_2032_SC A_MW_After Competition Groups_32 | LED Parking Lot Fixture | 0.1928% | 0 | 0.84322 | Residential_2032_SC A_MW_After Competition Groups_LED Parking Lot Fixture
Residential | Res ¦ Energy Star Dehumidifier | 2032 | SC A | MW | After Competition Groups | 0.82235 | 0 | 0 | 437.4587 | 0.0018798 | 33 | Residential_2032_SC A_MW_After Competition Groups_33 | Energy Star Dehumidifier | 0.188% | 0 | 0.82235 | Residential_2032_SC A_MW_After Competition Groups_Energy Star Dehumidifier
Residential | Res ¦ Demand Control Ventilation | 2032 | SC A | MW | After Competition Groups | 0.67644 | 0 | 0 | 437.4587 | 0.0015463 | 34 | Residential_2032_SC A_MW_After Competition Groups_34 | Demand Control Ventilation | 0.1546% | 0 | 0.67644 | Residential_2032_SC A_MW_After Competition Groups_Demand Control Ventilation
Residential | Res ¦ Water Heater Temperature Setback | 2032 | SC A | MW | After Competition Groups | 0.65311 | 0 | 0 | 437.4587 | 0.001493 | 35 | Residential_2032_SC A_MW_After Competition Groups_35 | Water Heater Temperature Setback | 0.1493% | 0 | 0.65311 | Residential_2032_SC A_MW_After Competition Groups_Water Heater Temperature Setback
Residential | Res ¦ Clothes Drying Racks | 2032 | SC A | MW | After Competition Groups | 0.47025 | 0 | 0 | 437.4587 | 0.001075 | 36 | Residential_2032_SC A_MW_After Competition Groups_36 | Clothes Drying Racks | 0.1075% | 0 | 0.47025 | Residential_2032_SC A_MW_After Competition Groups_Clothes Drying Racks
Residential | Res ¦ Floor Insulation | 2032 | SC A | MW | After Competition Groups | 0.46328 | 0 | 0 | 437.4587 | 0.001059 | 37 | Residential_2032_SC A_MW_After Competition Groups_37 | Floor Insulation | 0.1059% | 0 | 0.46328 | Residential_2032_SC A_MW_After Competition Groups_Floor Insulation
Residential | Res ¦ Tankless Water Heater | 2032 | SC A | MW | After Competition Groups | 0.46039 | 0 | 0 | 437.4587 | 0.0010524 | 38 | Residential_2032_SC A_MW_After Competition Groups_38 | Tankless Water Heater | 0.1052% | 0 | 0.46039 | Residential_2032_SC A_MW_After Competition Groups_Tankless Water Heater
Residential | Res ¦ ENERGY STAR LED Lamps (General Service Lamps) | 2032 | SC A | MW | After Competition Groups | 0.44123 | 0 | 0 | 437.4587 | 0.0010086 | 39 | Residential_2032_SC A_MW_After Competition Groups_39 | ENERGY STAR LED Lamps (General Service Lamps) | 0.1009% | 0 | 0.44123 | Residential_2032_SC A_MW_After Competition Groups_ENERGY STAR LED Lamps (General Service Lamps)
Residential | Res ¦ LED Exterior Area Lights - LED Fixture (200W) | 2032 | SC A | MW | After Competition Groups | 0.41097 | 0 | 0 | 437.4587 | 0.00093945 | 40 | Residential_2032_SC A_MW_After Competition Groups_40 | LED Exterior Area Lights - LED Fixture (200W) | 0.09395% | 0 | 0.41097 | Residential_2032_SC A_MW_After Competition Groups_LED Exterior Area Lights - LED Fixture (200W)
Residential | Res ¦ Condensing Make Up Air Unit | 2032 | SC A | MW | After Competition Groups | 0.33935 | 0 | 0 | 437.4587 | 0.00077572 | 41 | Residential_2032_SC A_MW_After Competition Groups_41 | Condensing Make Up Air Unit | 0.07757% | 0 | 0.33935 | Residential_2032_SC A_MW_After Competition Groups_Condensing Make Up Air Unit
Residential | Res ¦ VFD on Pumps | 2032 | SC A | MW | After Competition Groups | 0.29978 | 0 | 0 | 437.4587 | 0.00068527 | 42 | Residential_2032_SC A_MW_After Competition Groups_42 | VFD on Pumps | 0.06853% | 0 | 0.29978 | Residential_2032_SC A_MW_After Competition Groups_VFD on Pumps
Residential | Res ¦ Duct Insulation | 2032 | SC A | MW | After Competition Groups | 0.27264 | 0 | 0 | 437.4587 | 0.00062323 | 43 | Residential_2032_SC A_MW_After Competition Groups_43 | Duct Insulation | 0.06232% | 0 | 0.27264 | Residential_2032_SC A_MW_After Competition Groups_Duct Insulation
Residential | Res ¦ ECM MOTORS FOR HVAC APPLICATION (FAN-POWERED VAV BOX) | 2032 | SC A | MW | After Competition Groups | 0.18066 | 0 | 0 | 437.4587 | 0.00041299 | 44 | Residential_2032_SC A_MW_After Competition Groups_44 | ECM MOTORS FOR HVAC APPLICATION (FAN-POWERED VAV BOX) | 0.0413% | 0 | 0.18066 | Residential_2032_SC A_MW_After Competition Groups_ECM MOTORS FOR HVAC APPLICATION (FAN-POWERED VAV BOX)
Residential | Res ¦ Heat Recovery Ventilator | 2032 | SC A | MW | After Competition Groups | 0.1733 | 0 | 0 | 437.4587 | 0.00039614 | 45 | Residential_2032_SC A_MW_After Competition Groups_45 | Heat Recovery Ventilator | 0.03961% | 0 | 0.1733 | Residential_2032_SC A_MW_After Competition Groups_Heat Recovery Ventilator
Residential | Res ¦ Duct Insulation MF | 2032 | SC A | MW | After Competition Groups | 0.16162 | 0 | 0 | 437.4587 | 0.00036945 | 46 | Residential_2032_SC A_MW_After Competition Groups_46 | Duct Insulation MF | 0.03694% | 0 | 0.16162 | Residential_2032_SC A_MW_After Competition Groups_Duct Insulation MF
Residential | Res ¦ Chilled Water Optimization | 2032 | SC A | MW | After Competition Groups | 0.13004 | 0 | 0 | 437.4587 | 0.00029727 | 47 | Residential_2032_SC A_MW_After Competition Groups_47 | Chilled Water Optimization | 0.02973% | 0 | 0.13004 | Residential_2032_SC A_MW_After Competition Groups_Chilled Water Optimization
Residential | Res ¦ Beverage Vending Machine Controls | 2032 | SC A | MW | After Competition Groups | 0.11059 | 0 | 0 | 437.4587 | 0.0002528 | 48 | Residential_2032_SC A_MW_After Competition Groups_48 | Beverage Vending Machine Controls | 0.02528% | 0 | 0.11059 | Residential_2032_SC A_MW_After Competition Groups_Beverage Vending Machine Controls
Residential | Res ¦ LED High Bay Fixture | 2032 | SC A | MW | After Competition Groups | 0.013816 | 0 | 0 | 437.4587 | 3.1582e-05 | 49 | Residential_2032_SC A_MW_After Competition Groups_49 | LED High Bay Fixture | 0.003158% | 0 | 0.013816 | Residential_2032_SC A_MW_After Competition Groups_LED High Bay Fixture
Residential | Res ¦ Wall Insulation | 2032 | SC A | MW | After Competition Groups | 0.0045738 | 0 | 0 | 437.4587 | 1.0455e-05 | 50 | Residential_2032_SC A_MW_After Competition Groups_50 | Wall Insulation | 0.001046% | 0 | 0.0045738 | Residential_2032_SC A_MW_After Competition Groups_Wall Insulation
Residential | Res ¦ Wall Insulation MF | 2032 | SC A | MW | After Competition Groups | 0.0033382 | 0 | 0 | 437.4587 | 7.631e-06 | 51 | Residential_2032_SC A_MW_After Competition Groups_51 | Wall Insulation MF | 0.0007631% | 0 | 0.0033382 | Residential_2032_SC A_MW_After Competition Groups_Wall Insulation MF
Residential | Res ¦ Freezer Recycling | 2032 | SC A | MW | After Competition Groups | 0.00043893 | 0 | 0 | 437.4587 | 1.0034e-06 | 52 | Residential_2032_SC A_MW_After Competition Groups_52 | Freezer Recycling | 0.0001003% | 0 | 0.00043893 | Residential_2032_SC A_MW_After Competition Groups_Freezer Recycling
Residential | Res ¦ LED Downlight | 2032 | SC A | MW | After Competition Groups | 0 | 0 | 0 | 437.4587 | 0 | 53 | Residential_2032_SC A_MW_After Competition Groups_53 | LED Downlight | 0% | 0 | 0 | Residential_2032_SC A_MW_After Competition Groups_LED Downlight
Residential | Res ¦ Smart Power Bar | 2032 | SC A | MW | After Competition Groups | 0 | 0 | 0 | 437.4587 | 0 | 54 | Residential_2032_SC A_MW_After Competition Groups_54 | Smart Power Bar | 0% | 0 | 0 | Residential_2032_SC A_MW_After Competition Groups_Smart Power Bar
Residential | Res ¦ Ductless Mini-Split Heat Pump | 2032 | SC B | MW | After Competition Groups | 111.761 | 0 | 0 | 716.4962 | 0.15598 | 1 | Residential_2032_SC B_MW_After Competition Groups_1 | Ductless Mini-Split Heat Pump | 15.6% | 0 | 111.761 | Residential_2032_SC B_MW_After Competition Groups_Ductless Mini-Split Heat Pump
Residential | Res ¦ Building Recommissioning, Operations and Maintenance (O&M) Improvements | 2032 | SC B | MW | After Competition Groups | 82.4493 | 0 | 0 | 716.4962 | 0.11507 | 2 | Residential_2032_SC B_MW_After Competition Groups_2 | Building Recommissioning, Operations and Maintenance (O&M) Improvements | 11.51% | 0 | 82.4493 | Residential_2032_SC B_MW_After Competition Groups_Building Recommissioning, Operations and Maintenance (O&M) Improvements
Residential | Res ¦ Adaptive Thermostat | 2032 | SC B | MW | After Competition Groups | 74.9819 | 0 | 0 | 716.4962 | 0.10465 | 3 | Residential_2032_SC B_MW_After Competition Groups_3 | Adaptive Thermostat | 10.47% | 0 | 74.9819 | Residential_2032_SC B_MW_After Competition Groups_Adaptive Thermostat
Residential | Res ¦ Energy Star Clothes Washer | 2032 | SC B | MW | After Competition Groups | 69.6574 | 0 | 0 | 716.4962 | 0.097219 | 4 | Residential_2032_SC B_MW_After Competition Groups_4 | Energy Star Clothes Washer | 9.722% | 0 | 69.6574 | Residential_2032_SC B_MW_After Competition Groups_Energy Star Clothes Washer
Residential | Res ¦ Variable Speed Pool Pump Motor | 2032 | SC B | MW | After Competition Groups | 58.8912 | 0 | 0 | 716.4962 | 0.082193 | 5 | Residential_2032_SC B_MW_After Competition Groups_5 | Variable Speed Pool Pump Motor | 8.219% | 0 | 58.8912 | Residential_2032_SC B_MW_After Competition Groups_Variable Speed Pool Pump Motor
Residential | Res ¦ Energy Star Air Source Heat Pump | 2032 | SC B | MW | After Competition Groups | 34.3174 | 0 | 0 | 716.4962 | 0.047896 | 6 | Residential_2032_SC B_MW_After Competition Groups_6 | Energy Star Air Source Heat Pump | 4.79% | 0 | 34.3174 | Residential_2032_SC B_MW_After Competition Groups_Energy Star Air Source Heat Pump
Residential | Res ¦ Energy Star Room Air Conditioner | 2032 | SC B | MW | After Competition Groups | 28.351 | 0 | 0 | 716.4962 | 0.039569 | 7 | Residential_2032_SC B_MW_After Competition Groups_7 | Energy Star Room Air Conditioner | 3.957% | 0 | 28.351 | Residential_2032_SC B_MW_After Competition Groups_Energy Star Room Air Conditioner
Residential | Res ¦ Basement Wall Insulation | 2032 | SC B | MW | After Competition Groups | 21.6504 | 0 | 0 | 716.4962 | 0.030217 | 8 | Residential_2032_SC B_MW_After Competition Groups_8 | Basement Wall Insulation | 3.022% | 0 | 21.6504 | Residential_2032_SC B_MW_After Competition Groups_Basement Wall Insulation
Residential | Res ¦ Energy Star LED Bulbs General Purpose LEDs | 2032 | SC B | MW | After Competition Groups | 19.2942 | 0 | 0 | 716.4962 | 0.026929 | 9 | Residential_2032_SC B_MW_After Competition Groups_9 | Energy Star LED Bulbs General Purpose LEDs | 2.693% | 0 | 19.2942 | Residential_2032_SC B_MW_After Competition Groups_Energy Star LED Bulbs General Purpose LEDs
Residential | Res ¦ Energy Star A Line, PAR, MR Lamps | 2032 | SC B | MW | After Competition Groups | 18.8609 | 0 | 0 | 716.4962 | 0.026324 | 10 | Residential_2032_SC B_MW_After Competition Groups_10 | Energy Star A Line, PAR, MR Lamps | 2.632% | 0 | 18.8609 | Residential_2032_SC B_MW_After Competition Groups_Energy Star A Line, PAR, MR Lamps
Residential | Res ¦ Energy Star LED Specialty Bulbs | 2032 | SC B | MW | After Competition Groups | 17.48 | 0 | 0 | 716.4962 | 0.024397 | 11 | Residential_2032_SC B_MW_After Competition Groups_11 | Energy Star LED Specialty Bulbs | 2.44% | 0 | 17.48 | Residential_2032_SC B_MW_After Competition Groups_Energy Star LED Specialty Bulbs
Residential | Res ¦ Attic Insulation | 2032 | SC B | MW | After Competition Groups | 16.6987 | 0 | 0 | 716.4962 | 0.023306 | 12 | Residential_2032_SC B_MW_After Competition Groups_12 | Attic Insulation | 2.331% | 0 | 16.6987 | Residential_2032_SC B_MW_After Competition Groups_Attic Insulation
Residential | Res ¦ Energy Star Clothes Dryer | 2032 | SC B | MW | After Competition Groups | 14.9009 | 0 | 0 | 716.4962 | 0.020797 | 13 | Residential_2032_SC B_MW_After Competition Groups_13 | Energy Star Clothes Dryer | 2.08% | 0 | 14.9009 | Residential_2032_SC B_MW_After Competition Groups_Energy Star Clothes Dryer
Residential | Res ¦ Advanced BAS/Controllers | 2032 | SC B | MW | After Competition Groups | 12.067 | 0 | 0 | 716.4962 | 0.016842 | 14 | Residential_2032_SC B_MW_After Competition Groups_14 | Advanced BAS/Controllers | 1.684% | 0 | 12.067 | Residential_2032_SC B_MW_After Competition Groups_Advanced BAS/Controllers
Residential | Res ¦ Clothes Drying Racks | 2032 | SC B | MW | After Competition Groups | 11.1653 | 0 | 0 | 716.4962 | 0.015583 | 15 | Residential_2032_SC B_MW_After Competition Groups_15 | Clothes Drying Racks | 1.558% | 0 | 11.1653 | Residential_2032_SC B_MW_After Competition Groups_Clothes Drying Racks
Residential | Res ¦ Occupancy Sensors MF | 2032 | SC B | MW | After Competition Groups | 10.6205 | 0 | 0 | 716.4962 | 0.014823 | 16 | Residential_2032_SC B_MW_After Competition Groups_16 | Occupancy Sensors MF | 1.482% | 0 | 10.6205 | Residential_2032_SC B_MW_After Competition Groups_Occupancy Sensors MF
Residential | Res ¦ Energy Star Torchiere | 2032 | SC B | MW | After Competition Groups | 9.7182 | 0 | 0 | 716.4962 | 0.013564 | 17 | Residential_2032_SC B_MW_After Competition Groups_17 | Energy Star Torchiere | 1.356% | 0 | 9.7182 | Residential_2032_SC B_MW_After Competition Groups_Energy Star Torchiere
Residential | Res ¦ Refrigerator Recycling | 2032 | SC B | MW | After Competition Groups | 9.4631 | 0 | 0 | 716.4962 | 0.013207 | 18 | Residential_2032_SC B_MW_After Competition Groups_18 | Refrigerator Recycling | 1.321% | 0 | 9.4631 | Residential_2032_SC B_MW_After Competition Groups_Refrigerator Recycling
Residential | Res ¦ High Efficiency Chiller (avg of water and air cooled) | 2032 | SC B | MW | After Competition Groups | 9.2486 | 0 | 0 | 716.4962 | 0.012908 | 19 | Residential_2032_SC B_MW_After Competition Groups_19 | High Efficiency Chiller (avg of water and air cooled) | 1.291% | 0 | 9.2486 | Residential_2032_SC B_MW_After Competition Groups_High Efficiency Chiller (avg of water and air cooled)
Residential | Res ¦ Freezer Recycling | 2032 | SC B | MW | After Competition Groups | 8.8083 | 0 | 0 | 716.4962 | 0.012294 | 20 | Residential_2032_SC B_MW_After Competition Groups_20 | Freezer Recycling | 1.229% | 0 | 8.8083 | Residential_2032_SC B_MW_After Competition Groups_Freezer Recycling
Residential | Res ¦ Home Energy Reports | 2032 | SC B | MW | After Competition Groups | 8.0487 | 0 | 0 | 716.4962 | 0.011233 | 21 | Residential_2032_SC B_MW_After Competition Groups_21 | Home Energy Reports | 1.123% | 0 | 8.0487 | Residential_2032_SC B_MW_After Competition Groups_Home Energy Reports
Residential | Res ¦ Energy Star Dehumidifier | 2032 | SC B | MW | After Competition Groups | 7.1941 | 0 | 0 | 716.4962 | 0.010041 | 22 | Residential_2032_SC B_MW_After Competition Groups_22 | Energy Star Dehumidifier | 1.004% | 0 | 7.1941 | Residential_2032_SC B_MW_After Competition Groups_Energy Star Dehumidifier
Residential | Res ¦ Energy Star Freezer | 2032 | SC B | MW | After Competition Groups | 6.5044 | 0 | 0 | 716.4962 | 0.009078 | 23 | Residential_2032_SC B_MW_After Competition Groups_23 | Energy Star Freezer | 0.9078% | 0 | 6.5044 | Residential_2032_SC B_MW_After Competition Groups_Energy Star Freezer
Residential | Res ¦ Smart Burners | 2032 | SC B | MW | After Competition Groups | 6.5006 | 0 | 0 | 716.4962 | 0.0090728 | 24 | Residential_2032_SC B_MW_After Competition Groups_24 | Smart Burners | 0.9073% | 0 | 6.5006 | Residential_2032_SC B_MW_After Competition Groups_Smart Burners
Residential | Res ¦ Air Sealing | 2032 | SC B | MW | After Competition Groups | 4.605 | 0 | 0 | 716.4962 | 0.0064271 | 25 | Residential_2032_SC B_MW_After Competition Groups_25 | Air Sealing | 0.6427% | 0 | 4.605 | Residential_2032_SC B_MW_After Competition Groups_Air Sealing
Residential | Res ¦ Floor Insulation | 2032 | SC B | MW | After Competition Groups | 4.3746 | 0 | 0 | 716.4962 | 0.0061056 | 26 | Residential_2032_SC B_MW_After Competition Groups_26 | Floor Insulation | 0.6106% | 0 | 4.3746 | Residential_2032_SC B_MW_After Competition Groups_Floor Insulation
Residential | Res ¦ Duct Insulation | 2032 | SC B | MW | After Competition Groups | 4.0522 | 0 | 0 | 716.4962 | 0.0056556 | 27 | Residential_2032_SC B_MW_After Competition Groups_27 | Duct Insulation | 0.5656% | 0 | 4.0522 | Residential_2032_SC B_MW_After Competition Groups_Duct Insulation
Residential | Res ¦ Energy Star Light Fixture | 2032 | SC B | MW | After Competition Groups | 3.63 | 0 | 0 | 716.4962 | 0.0050664 | 28 | Residential_2032_SC B_MW_After Competition Groups_28 | Energy Star Light Fixture | 0.5066% | 0 | 3.63 | Residential_2032_SC B_MW_After Competition Groups_Energy Star Light Fixture
Residential | Res ¦ Outside Air Economizer | 2032 | SC B | MW | After Competition Groups | 3.3634 | 0 | 0 | 716.4962 | 0.0046942 | 29 | Residential_2032_SC B_MW_After Competition Groups_29 | Outside Air Economizer | 0.4694% | 0 | 3.3634 | Residential_2032_SC B_MW_After Competition Groups_Outside Air Economizer
Residential | Res ¦ LED Tube Re-Lamp | 2032 | SC B | MW | After Competition Groups | 3.3622 | 0 | 0 | 716.4962 | 0.0046925 | 30 | Residential_2032_SC B_MW_After Competition Groups_30 | LED Tube Re-Lamp | 0.4693% | 0 | 3.3622 | Residential_2032_SC B_MW_After Competition Groups_LED Tube Re-Lamp
Residential | Res ¦ Minimize Hot and Warm Clothes Wash | 2032 | SC B | MW | After Competition Groups | 2.8466 | 0 | 0 | 716.4962 | 0.003973 | 31 | Residential_2032_SC B_MW_After Competition Groups_31 | Minimize Hot and Warm Clothes Wash | 0.3973% | 0 | 2.8466 | Residential_2032_SC B_MW_After Competition Groups_Minimize Hot and Warm Clothes Wash
Residential | Res ¦ Demand Control Ventilation | 2032 | SC B | MW | After Competition Groups | 2.1207 | 0 | 0 | 716.4962 | 0.0029598 | 32 | Residential_2032_SC B_MW_After Competition Groups_32 | Demand Control Ventilation | 0.296% | 0 | 2.1207 | Residential_2032_SC B_MW_After Competition Groups_Demand Control Ventilation
Residential | Res ¦ Heat Recovery Ventilator | 2032 | SC B | MW | After Competition Groups | 2.0412 | 0 | 0 | 716.4962 | 0.0028489 | 33 | Residential_2032_SC B_MW_After Competition Groups_33 | Heat Recovery Ventilator | 0.2849% | 0 | 2.0412 | Residential_2032_SC B_MW_After Competition Groups_Heat Recovery Ventilator
Residential | Res ¦ Furnace Whistle | 2032 | SC B | MW | After Competition Groups | 2.038 | 0 | 0 | 716.4962 | 0.0028444 | 34 | Residential_2032_SC B_MW_After Competition Groups_34 | Furnace Whistle | 0.2844% | 0 | 2.038 | Residential_2032_SC B_MW_After Competition Groups_Furnace Whistle
Residential | Res ¦ ENERGY STAR LED LAMPS (REFLECTOR LAMPs/MR16/PAR 16) | 2032 | SC B | MW | After Competition Groups | 1.9898 | 0 | 0 | 716.4962 | 0.0027771 | 35 | Residential_2032_SC B_MW_After Competition Groups_35 | ENERGY STAR LED LAMPS (REFLECTOR LAMPs/MR16/PAR 16) | 0.2777% | 0 | 1.9898 | Residential_2032_SC B_MW_After Competition Groups_ENERGY STAR LED LAMPS (REFLECTOR LAMPs/MR16/PAR 16)
Residential | Res ¦ CO Sensors for parking garage exhaust fans | 2032 | SC B | MW | After Competition Groups | 1.8066 | 0 | 0 | 716.4962 | 0.0025214 | 36 | Residential_2032_SC B_MW_After Competition Groups_36 | CO Sensors for parking garage exhaust fans | 0.2521% | 0 | 1.8066 | Residential_2032_SC B_MW_After Competition Groups_CO Sensors for parking garage exhaust fans
Residential | Res ¦ Comprehensive Draft Proofing | 2032 | SC B | MW | After Competition Groups | 1.7318 | 0 | 0 | 716.4962 | 0.002417 | 37 | Residential_2032_SC B_MW_After Competition Groups_37 | Comprehensive Draft Proofing | 0.2417% | 0 | 1.7318 | Residential_2032_SC B_MW_After Competition Groups_Comprehensive Draft Proofing
Residential | Res ¦ Duct Insulation MF | 2032 | SC B | MW | After Competition Groups | 1.6975 | 0 | 0 | 716.4962 | 0.0023691 | 38 | Residential_2032_SC B_MW_After Competition Groups_38 | Duct Insulation MF | 0.2369% | 0 | 1.6975 | Residential_2032_SC B_MW_After Competition Groups_Duct Insulation MF
Residential | Res ¦ Variable Frequency Drive (VFD) | 2032 | SC B | MW | After Competition Groups | 1.6797 | 0 | 0 | 716.4962 | 0.0023443 | 39 | Residential_2032_SC B_MW_After Competition Groups_39 | Variable Frequency Drive (VFD) | 0.2344% | 0 | 1.6797 | Residential_2032_SC B_MW_After Competition Groups_Variable Frequency Drive (VFD)
Residential | Res ¦ Tankless Water Heater | 2032 | SC B | MW | After Competition Groups | 1.2093 | 0 | 0 | 716.4962 | 0.0016878 | 40 | Residential_2032_SC B_MW_After Competition Groups_40 | Tankless Water Heater | 0.1688% | 0 | 1.2093 | Residential_2032_SC B_MW_After Competition Groups_Tankless Water Heater
Residential | Res ¦ Condensing Make Up Air Unit | 2032 | SC B | MW | After Competition Groups | 1.1995 | 0 | 0 | 716.4962 | 0.0016741 | 41 | Residential_2032_SC B_MW_After Competition Groups_41 | Condensing Make Up Air Unit | 0.1674% | 0 | 1.1995 | Residential_2032_SC B_MW_After Competition Groups_Condensing Make Up Air Unit
Residential | Res ¦ Water Heater Temperature Setback | 2032 | SC B | MW | After Competition Groups | 1.0623 | 0 | 0 | 716.4962 | 0.0014827 | 42 | Residential_2032_SC B_MW_After Competition Groups_42 | Water Heater Temperature Setback | 0.1483% | 0 | 1.0623 | Residential_2032_SC B_MW_After Competition Groups_Water Heater Temperature Setback
Residential | Res ¦ LED Parking Lot Fixture | 2032 | SC B | MW | After Competition Groups | 0.90365 | 0 | 0 | 716.4962 | 0.0012612 | 43 | Residential_2032_SC B_MW_After Competition Groups_43 | LED Parking Lot Fixture | 0.1261% | 0 | 0.90365 | Residential_2032_SC B_MW_After Competition Groups_LED Parking Lot Fixture
Residential | Res ¦ VFD on Pumps | 2032 | SC B | MW | After Competition Groups | 0.51652 | 0 | 0 | 716.4962 | 0.0007209 | 44 | Residential_2032_SC B_MW_After Competition Groups_44 | VFD on Pumps | 0.07209% | 0 | 0.51652 | Residential_2032_SC B_MW_After Competition Groups_VFD on Pumps
Residential | Res ¦ ENERGY STAR LED Lamps (General Service Lamps) | 2032 | SC B | MW | After Competition Groups | 0.44123 | 0 | 0 | 716.4962 | 0.00061582 | 45 | Residential_2032_SC B_MW_After Competition Groups_45 | ENERGY STAR LED Lamps (General Service Lamps) | 0.06158% | 0 | 0.44123 | Residential_2032_SC B_MW_After Competition Groups_ENERGY STAR LED Lamps (General Service Lamps)
Residential | Res ¦ LED Exterior Area Lights - LED Fixture (200W) | 2032 | SC B | MW | After Competition Groups | 0.41097 | 0 | 0 | 716.4962 | 0.00057359 | 46 | Residential_2032_SC B_MW_After Competition Groups_46 | LED Exterior Area Lights - LED Fixture (200W) | 0.05736% | 0 | 0.41097 | Residential_2032_SC B_MW_After Competition Groups_LED Exterior Area Lights - LED Fixture (200W)
Residential | Res ¦ ECM MOTORS FOR HVAC APPLICATION (FAN-POWERED VAV BOX) | 2032 | SC B | MW | After Competition Groups | 0.29367 | 0 | 0 | 716.4962 | 0.00040986 | 47 | Residential_2032_SC B_MW_After Competition Groups_47 | ECM MOTORS FOR HVAC APPLICATION (FAN-POWERED VAV BOX) | 0.04099% | 0 | 0.29367 | Residential_2032_SC B_MW_After Competition Groups_ECM MOTORS FOR HVAC APPLICATION (FAN-POWERED VAV BOX)
Residential | Res ¦ Beverage Vending Machine Controls | 2032 | SC B | MW | After Competition Groups | 0.20491 | 0 | 0 | 716.4962 | 0.00028598 | 48 | Residential_2032_SC B_MW_After Competition Groups_48 | Beverage Vending Machine Controls | 0.0286% | 0 | 0.20491 | Residential_2032_SC B_MW_After Competition Groups_Beverage Vending Machine Controls
Residential | Res ¦ Chilled Water Optimization | 2032 | SC B | MW | After Competition Groups | 0.17186 | 0 | 0 | 716.4962 | 0.00023986 | 49 | Residential_2032_SC B_MW_After Competition Groups_49 | Chilled Water Optimization | 0.02399% | 0 | 0.17186 | Residential_2032_SC B_MW_After Competition Groups_Chilled Water Optimization
Residential | Res ¦ Wall Insulation | 2032 | SC B | MW | After Competition Groups | 0.081028 | 0 | 0 | 716.4962 | 0.00011309 | 50 | Residential_2032_SC B_MW_After Competition Groups_50 | Wall Insulation | 0.01131% | 0 | 0.081028 | Residential_2032_SC B_MW_After Competition Groups_Wall Insulation
Residential | Res ¦ LED High Bay Fixture | 2032 | SC B | MW | After Competition Groups | 0.025077 | 0 | 0 | 716.4962 | 3.5e-05 | 51 | Residential_2032_SC B_MW_After Competition Groups_51 | LED High Bay Fixture | 0.0035% | 0 | 0.025077 | Residential_2032_SC B_MW_After Competition Groups_LED High Bay Fixture
Residential | Res ¦ Wall Insulation MF | 2032 | SC B | MW | After Competition Groups | 0.0038137 | 0 | 0 | 716.4962 | 5.3227e-06 | 52 | Residential_2032_SC B_MW_After Competition Groups_52 | Wall Insulation MF | 0.0005323% | 0 | 0.0038137 | Residential_2032_SC B_MW_After Competition Groups_Wall Insulation MF
Residential | Res ¦ LED Downlight | 2032 | SC B | MW | After Competition Groups | 0 | 0 | 0 | 716.4962 | 0 | 53 | Residential_2032_SC B_MW_After Competition Groups_53 | LED Downlight | 0% | 0 | 0 | Residential_2032_SC B_MW_After Competition Groups_LED Downlight
Residential | Res ¦ Smart Power Bar | 2032 | SC B | MW | After Competition Groups | 0 | 0 | 0 | 716.4962 | 0 | 54 | Residential_2032_SC B_MW_After Competition Groups_54 | Smart Power Bar | 0% | 0 | 0 | Residential_2032_SC B_MW_After Competition Groups_Smart Power Bar
Residential | Res ¦ Ductless Mini-Split Heat Pump | 2032 | SC C | MW | After Competition Groups | 88.036 | 0 | 0 | 533.8405 | 0.16491 | 1 | Residential_2032_SC C_MW_After Competition Groups_1 | Ductless Mini-Split Heat Pump | 16.49% | 0 | 88.036 | Residential_2032_SC C_MW_After Competition Groups_Ductless Mini-Split Heat Pump
Residential | Res ¦ Energy Star Clothes Washer | 2032 | SC C | MW | After Competition Groups | 63.0024 | 0 | 0 | 533.8405 | 0.11802 | 2 | Residential_2032_SC C_MW_After Competition Groups_2 | Energy Star Clothes Washer | 11.8% | 0 | 63.0024 | Residential_2032_SC C_MW_After Competition Groups_Energy Star Clothes Washer
Residential | Res ¦ Adaptive Thermostat | 2032 | SC C | MW | After Competition Groups | 51.1808 | 0 | 0 | 533.8405 | 0.095873 | 3 | Residential_2032_SC C_MW_After Competition Groups_3 | Adaptive Thermostat | 9.587% | 0 | 51.1808 | Residential_2032_SC C_MW_After Competition Groups_Adaptive Thermostat
Residential | Res ¦ Building Recommissioning, Operations and Maintenance (O&M) Improvements | 2032 | SC C | MW | After Competition Groups | 50.9984 | 0 | 0 | 533.8405 | 0.095531 | 4 | Residential_2032_SC C_MW_After Competition Groups_4 | Building Recommissioning, Operations and Maintenance (O&M) Improvements | 9.553% | 0 | 50.9984 | Residential_2032_SC C_MW_After Competition Groups_Building Recommissioning, Operations and Maintenance (O&M) Improvements
Residential | Res ¦ Variable Speed Pool Pump Motor | 2032 | SC C | MW | After Competition Groups | 36.4276 | 0 | 0 | 533.8405 | 0.068237 | 5 | Residential_2032_SC C_MW_After Competition Groups_5 | Variable Speed Pool Pump Motor | 6.824% | 0 | 36.4276 | Residential_2032_SC C_MW_After Competition Groups_Variable Speed Pool Pump Motor
Residential | Res ¦ Energy Star LED Specialty Bulbs | 2032 | SC C | MW | After Competition Groups | 29.338 | 0 | 0 | 533.8405 | 0.054956 | 6 | Residential_2032_SC C_MW_After Competition Groups_6 | Energy Star LED Specialty Bulbs | 5.496% | 0 | 29.338 | Residential_2032_SC C_MW_After Competition Groups_Energy Star LED Specialty Bulbs
Residential | Res ¦ Energy Star Room Air Conditioner | 2032 | SC C | MW | After Competition Groups | 23.1814 | 0 | 0 | 533.8405 | 0.043424 | 7 | Residential_2032_SC C_MW_After Competition Groups_7 | Energy Star Room Air Conditioner | 4.342% | 0 | 23.1814 | Residential_2032_SC C_MW_After Competition Groups_Energy Star Room Air Conditioner
Residential | Res ¦ Energy Star Air Source Heat Pump | 2032 | SC C | MW | After Competition Groups | 22.3858 | 0 | 0 | 533.8405 | 0.041934 | 8 | Residential_2032_SC C_MW_After Competition Groups_8 | Energy Star Air Source Heat Pump | 4.193% | 0 | 22.3858 | Residential_2032_SC C_MW_After Competition Groups_Energy Star Air Source Heat Pump
Residential | Res ¦ Basement Wall Insulation | 2032 | SC C | MW | After Competition Groups | 21.6536 | 0 | 0 | 533.8405 | 0.040562 | 9 | Residential_2032_SC C_MW_After Competition Groups_9 | Basement Wall Insulation | 4.056% | 0 | 21.6536 | Residential_2032_SC C_MW_After Competition Groups_Basement Wall Insulation
Residential | Res ¦ Attic Insulation | 2032 | SC C | MW | After Competition Groups | 16.2974 | 0 | 0 | 533.8405 | 0.030529 | 10 | Residential_2032_SC C_MW_After Competition Groups_10 | Attic Insulation | 3.053% | 0 | 16.2974 | Residential_2032_SC C_MW_After Competition Groups_Attic Insulation
Residential | Res ¦ Energy Star Clothes Dryer | 2032 | SC C | MW | After Competition Groups | 14.9058 | 0 | 0 | 533.8405 | 0.027922 | 11 | Residential_2032_SC C_MW_After Competition Groups_11 | Energy Star Clothes Dryer | 2.792% | 0 | 14.9058 | Residential_2032_SC C_MW_After Competition Groups_Energy Star Clothes Dryer
Residential | Res ¦ Energy Star A Line, PAR, MR Lamps | 2032 | SC C | MW | After Competition Groups | 13.3249 | 0 | 0 | 533.8405 | 0.02496 | 12 | Residential_2032_SC C_MW_After Competition Groups_12 | Energy Star A Line, PAR, MR Lamps | 2.496% | 0 | 13.3249 | Residential_2032_SC C_MW_After Competition Groups_Energy Star A Line, PAR, MR Lamps
Residential | Res ¦ Energy Star LED Bulbs General Purpose LEDs | 2032 | SC C | MW | After Competition Groups | 10.1607 | 0 | 0 | 533.8405 | 0.019033 | 13 | Residential_2032_SC C_MW_After Competition Groups_13 | Energy Star LED Bulbs General Purpose LEDs | 1.903% | 0 | 10.1607 | Residential_2032_SC C_MW_After Competition Groups_Energy Star LED Bulbs General Purpose LEDs
Residential | Res ¦ High Efficiency Chiller (avg of water and air cooled) | 2032 | SC C | MW | After Competition Groups | 9.0224 | 0 | 0 | 533.8405 | 0.016901 | 14 | Residential_2032_SC C_MW_After Competition Groups_14 | High Efficiency Chiller (avg of water and air cooled) | 1.69% | 0 | 9.0224 | Residential_2032_SC C_MW_After Competition Groups_High Efficiency Chiller (avg of water and air cooled)
Residential | Res ¦ Home Energy Reports | 2032 | SC C | MW | After Competition Groups | 8.0487 | 0 | 0 | 533.8405 | 0.015077 | 15 | Residential_2032_SC C_MW_After Competition Groups_15 | Home Energy Reports | 1.508% | 0 | 8.0487 | Residential_2032_SC C_MW_After Competition Groups_Home Energy Reports
Residential | Res ¦ Advanced BAS/Controllers | 2032 | SC C | MW | After Competition Groups | 7.4642 | 0 | 0 | 533.8405 | 0.013982 | 16 | Residential_2032_SC C_MW_After Competition Groups_16 | Advanced BAS/Controllers | 1.398% | 0 | 7.4642 | Residential_2032_SC C_MW_After Competition Groups_Advanced BAS/Controllers
Residential | Res ¦ Energy Star Torchiere | 2032 | SC C | MW | After Competition Groups | 6.9267 | 0 | 0 | 533.8405 | 0.012975 | 17 | Residential_2032_SC C_MW_After Competition Groups_17 | Energy Star Torchiere | 1.298% | 0 | 6.9267 | Residential_2032_SC C_MW_After Competition Groups_Energy Star Torchiere
Residential | Res ¦ Occupancy Sensors MF | 2032 | SC C | MW | After Competition Groups | 6.2179 | 0 | 0 | 533.8405 | 0.011648 | 18 | Residential_2032_SC C_MW_After Competition Groups_18 | Occupancy Sensors MF | 1.165% | 0 | 6.2179 | Residential_2032_SC C_MW_After Competition Groups_Occupancy Sensors MF
Residential | Res ¦ Refrigerator Recycling | 2032 | SC C | MW | After Competition Groups | 5.8535 | 0 | 0 | 533.8405 | 0.010965 | 19 | Residential_2032_SC C_MW_After Competition Groups_19 | Refrigerator Recycling | 1.096% | 0 | 5.8535 | Residential_2032_SC C_MW_After Competition Groups_Refrigerator Recycling
Residential | Res ¦ Energy Star Freezer | 2032 | SC C | MW | After Competition Groups | 5.3912 | 0 | 0 | 533.8405 | 0.010099 | 20 | Residential_2032_SC C_MW_After Competition Groups_20 | Energy Star Freezer | 1.01% | 0 | 5.3912 | Residential_2032_SC C_MW_After Competition Groups_Energy Star Freezer
Residential | Res ¦ Smart Burners | 2032 | SC C | MW | After Competition Groups | 4.2127 | 0 | 0 | 533.8405 | 0.0078913 | 21 | Residential_2032_SC C_MW_After Competition Groups_21 | Smart Burners | 0.7891% | 0 | 4.2127 | Residential_2032_SC C_MW_After Competition Groups_Smart Burners
Residential | Res ¦ Air Sealing | 2032 | SC C | MW | After Competition Groups | 4.1927 | 0 | 0 | 533.8405 | 0.0078539 | 22 | Residential_2032_SC C_MW_After Competition Groups_22 | Air Sealing | 0.7854% | 0 | 4.1927 | Residential_2032_SC C_MW_After Competition Groups_Air Sealing
Residential | Res ¦ Energy Star Dehumidifier | 2032 | SC C | MW | After Competition Groups | 3.8007 | 0 | 0 | 533.8405 | 0.0071196 | 23 | Residential_2032_SC C_MW_After Competition Groups_23 | Energy Star Dehumidifier | 0.712% | 0 | 3.8007 | Residential_2032_SC C_MW_After Competition Groups_Energy Star Dehumidifier
Residential | Res ¦ Floor Insulation | 2032 | SC C | MW | After Competition Groups | 3.4197 | 0 | 0 | 533.8405 | 0.0064058 | 24 | Residential_2032_SC C_MW_After Competition Groups_24 | Floor Insulation | 0.6406% | 0 | 3.4197 | Residential_2032_SC C_MW_After Competition Groups_Floor Insulation
Residential | Res ¦ Energy Star Light Fixture | 2032 | SC C | MW | After Competition Groups | 3.3691 | 0 | 0 | 533.8405 | 0.006311 | 25 | Residential_2032_SC C_MW_After Competition Groups_25 | Energy Star Light Fixture | 0.6311% | 0 | 3.3691 | Residential_2032_SC C_MW_After Competition Groups_Energy Star Light Fixture
Residential | Res ¦ LED Tube Re-Lamp | 2032 | SC C | MW | After Competition Groups | 3.3622 | 0 | 0 | 533.8405 | 0.0062981 | 26 | Residential_2032_SC C_MW_After Competition Groups_26 | LED Tube Re-Lamp | 0.6298% | 0 | 3.3622 | Residential_2032_SC C_MW_After Competition Groups_LED Tube Re-Lamp
Residential | Res ¦ Minimize Hot and Warm Clothes Wash | 2032 | SC C | MW | After Competition Groups | 2.8466 | 0 | 0 | 533.8405 | 0.0053324 | 27 | Residential_2032_SC C_MW_After Competition Groups_27 | Minimize Hot and Warm Clothes Wash | 0.5332% | 0 | 2.8466 | Residential_2032_SC C_MW_After Competition Groups_Minimize Hot and Warm Clothes Wash
Residential | Res ¦ Outside Air Economizer | 2032 | SC C | MW | After Competition Groups | 2.4959 | 0 | 0 | 533.8405 | 0.0046753 | 28 | Residential_2032_SC C_MW_After Competition Groups_28 | Outside Air Economizer | 0.4675% | 0 | 2.4959 | Residential_2032_SC C_MW_After Competition Groups_Outside Air Economizer
Residential | Res ¦ ENERGY STAR LED LAMPS (REFLECTOR LAMPs/MR16/PAR 16) | 2032 | SC C | MW | After Competition Groups | 1.9898 | 0 | 0 | 533.8405 | 0.0037273 | 29 | Residential_2032_SC C_MW_After Competition Groups_29 | ENERGY STAR LED LAMPS (REFLECTOR LAMPs/MR16/PAR 16) | 0.3727% | 0 | 1.9898 | Residential_2032_SC C_MW_After Competition Groups_ENERGY STAR LED LAMPS (REFLECTOR LAMPs/MR16/PAR 16)
Residential | Res ¦ Duct Insulation MF | 2032 | SC C | MW | After Competition Groups | 1.5512 | 0 | 0 | 533.8405 | 0.0029058 | 30 | Residential_2032_SC C_MW_After Competition Groups_30 | Duct Insulation MF | 0.2906% | 0 | 1.5512 | Residential_2032_SC C_MW_After Competition Groups_Duct Insulation MF
Residential | Res ¦ Demand Control Ventilation | 2032 | SC C | MW | After Competition Groups | 1.3118 | 0 | 0 | 533.8405 | 0.0024573 | 31 | Residential_2032_SC C_MW_After Competition Groups_31 | Demand Control Ventilation | 0.2457% | 0 | 1.3118 | Residential_2032_SC C_MW_After Competition Groups_Demand Control Ventilation
Residential | Res ¦ Furnace Whistle | 2032 | SC C | MW | After Competition Groups | 1.2606 | 0 | 0 | 533.8405 | 0.0023614 | 32 | Residential_2032_SC C_MW_After Competition Groups_32 | Furnace Whistle | 0.2361% | 0 | 1.2606 | Residential_2032_SC C_MW_After Competition Groups_Furnace Whistle
Residential | Res ¦ Duct Insulation | 2032 | SC C | MW | After Competition Groups | 1.1948 | 0 | 0 | 533.8405 | 0.0022382 | 33 | Residential_2032_SC C_MW_After Competition Groups_33 | Duct Insulation | 0.2238% | 0 | 1.1948 | Residential_2032_SC C_MW_After Competition Groups_Duct Insulation
Residential | Res ¦ CO Sensors for parking garage exhaust fans | 2032 | SC C | MW | After Competition Groups | 1.1468 | 0 | 0 | 533.8405 | 0.0021481 | 34 | Residential_2032_SC C_MW_After Competition Groups_34 | CO Sensors for parking garage exhaust fans | 0.2148% | 0 | 1.1468 | Residential_2032_SC C_MW_After Competition Groups_CO Sensors for parking garage exhaust fans
Residential | Res ¦ Comprehensive Draft Proofing | 2032 | SC C | MW | After Competition Groups | 1.0712 | 0 | 0 | 533.8405 | 0.0020066 | 35 | Residential_2032_SC C_MW_After Competition Groups_35 | Comprehensive Draft Proofing | 0.2007% | 0 | 1.0712 | Residential_2032_SC C_MW_After Competition Groups_Comprehensive Draft Proofing
Residential | Res ¦ Variable Frequency Drive (VFD) | 2032 | SC C | MW | After Competition Groups | 1.039 | 0 | 0 | 533.8405 | 0.0019462 | 36 | Residential_2032_SC C_MW_After Competition Groups_36 | Variable Frequency Drive (VFD) | 0.1946% | 0 | 1.039 | Residential_2032_SC C_MW_After Competition Groups_Variable Frequency Drive (VFD)
Residential | Res ¦ Condensing Make Up Air Unit | 2032 | SC C | MW | After Competition Groups | 0.89284 | 0 | 0 | 533.8405 | 0.0016725 | 37 | Residential_2032_SC C_MW_After Competition Groups_37 | Condensing Make Up Air Unit | 0.1672% | 0 | 0.89284 | Residential_2032_SC C_MW_After Competition Groups_Condensing Make Up Air Unit
Residential | Res ¦ LED Parking Lot Fixture | 2032 | SC C | MW | After Competition Groups | 0.84322 | 0 | 0 | 533.8405 | 0.0015795 | 38 | Residential_2032_SC C_MW_After Competition Groups_38 | LED Parking Lot Fixture | 0.158% | 0 | 0.84322 | Residential_2032_SC C_MW_After Competition Groups_LED Parking Lot Fixture
Residential | Res ¦ Tankless Water Heater | 2032 | SC C | MW | After Competition Groups | 0.77768 | 0 | 0 | 533.8405 | 0.0014568 | 39 | Residential_2032_SC C_MW_After Competition Groups_39 | Tankless Water Heater | 0.1457% | 0 | 0.77768 | Residential_2032_SC C_MW_After Competition Groups_Tankless Water Heater
Residential | Res ¦ Water Heater Temperature Setback | 2032 | SC C | MW | After Competition Groups | 0.65709 | 0 | 0 | 533.8405 | 0.0012309 | 40 | Residential_2032_SC C_MW_After Competition Groups_40 | Water Heater Temperature Setback | 0.1231% | 0 | 0.65709 | Residential_2032_SC C_MW_After Competition Groups_Water Heater Temperature Setback
Residential | Res ¦ Clothes Drying Racks | 2032 | SC C | MW | After Competition Groups | 0.47025 | 0 | 0 | 533.8405 | 0.00088088 | 41 | Residential_2032_SC C_MW_After Competition Groups_41 | Clothes Drying Racks | 0.08809% | 0 | 0.47025 | Residential_2032_SC C_MW_After Competition Groups_Clothes Drying Racks
Residential | Res ¦ Heat Recovery Ventilator | 2032 | SC C | MW | After Competition Groups | 0.46357 | 0 | 0 | 533.8405 | 0.00086837 | 42 | Residential_2032_SC C_MW_After Competition Groups_42 | Heat Recovery Ventilator | 0.08684% | 0 | 0.46357 | Residential_2032_SC C_MW_After Competition Groups_Heat Recovery Ventilator
Residential | Res ¦ ENERGY STAR LED Lamps (General Service Lamps) | 2032 | SC C | MW | After Competition Groups | 0.44123 | 0 | 0 | 533.8405 | 0.00082653 | 43 | Residential_2032_SC C_MW_After Competition Groups_43 | ENERGY STAR LED Lamps (General Service Lamps) | 0.08265% | 0 | 0.44123 | Residential_2032_SC C_MW_After Competition Groups_ENERGY STAR LED Lamps (General Service Lamps)
Residential | Res ¦ LED Exterior Area Lights - LED Fixture (200W) | 2032 | SC C | MW | After Competition Groups | 0.41097 | 0 | 0 | 533.8405 | 0.00076984 | 44 | Residential_2032_SC C_MW_After Competition Groups_44 | LED Exterior Area Lights - LED Fixture (200W) | 0.07698% | 0 | 0.41097 | Residential_2032_SC C_MW_After Competition Groups_LED Exterior Area Lights - LED Fixture (200W)
Residential | Res ¦ VFD on Pumps | 2032 | SC C | MW | After Competition Groups | 0.3195 | 0 | 0 | 533.8405 | 0.00059848 | 45 | Residential_2032_SC C_MW_After Competition Groups_45 | VFD on Pumps | 0.05985% | 0 | 0.3195 | Residential_2032_SC C_MW_After Competition Groups_VFD on Pumps
Residential | Res ¦ ECM MOTORS FOR HVAC APPLICATION (FAN-POWERED VAV BOX) | 2032 | SC C | MW | After Competition Groups | 0.18105 | 0 | 0 | 533.8405 | 0.00033915 | 46 | Residential_2032_SC C_MW_After Competition Groups_46 | ECM MOTORS FOR HVAC APPLICATION (FAN-POWERED VAV BOX) | 0.03391% | 0 | 0.18105 | Residential_2032_SC C_MW_After Competition Groups_ECM MOTORS FOR HVAC APPLICATION (FAN-POWERED VAV BOX)
Residential | Res ¦ Chilled Water Optimization | 2032 | SC C | MW | After Competition Groups | 0.13004 | 0 | 0 | 533.8405 | 0.0002436 | 47 | Residential_2032_SC C_MW_After Competition Groups_47 | Chilled Water Optimization | 0.02436% | 0 | 0.13004 | Residential_2032_SC C_MW_After Competition Groups_Chilled Water Optimization
Residential | Res ¦ Beverage Vending Machine Controls | 2032 | SC C | MW | After Competition Groups | 0.11983 | 0 | 0 | 533.8405 | 0.00022446 | 48 | Residential_2032_SC C_MW_After Competition Groups_48 | Beverage Vending Machine Controls | 0.02245% | 0 | 0.11983 | Residential_2032_SC C_MW_After Competition Groups_Beverage Vending Machine Controls
Residential | Res ¦ LED High Bay Fixture | 2032 | SC C | MW | After Competition Groups | 0.025077 | 0 | 0 | 533.8405 | 4.6975e-05 | 49 | Residential_2032_SC C_MW_After Competition Groups_49 | LED High Bay Fixture | 0.004697% | 0 | 0.025077 | Residential_2032_SC C_MW_After Competition Groups_LED High Bay Fixture
Residential | Res ¦ Wall Insulation | 2032 | SC C | MW | After Competition Groups | 0.021844 | 0 | 0 | 533.8405 | 4.0919e-05 | 50 | Residential_2032_SC C_MW_After Competition Groups_50 | Wall Insulation | 0.004092% | 0 | 0.021844 | Residential_2032_SC C_MW_After Competition Groups_Wall Insulation
Residential | Res ¦ Wall Insulation MF | 2032 | SC C | MW | After Competition Groups | 0.003814 | 0 | 0 | 533.8405 | 7.1444e-06 | 51 | Residential_2032_SC C_MW_After Competition Groups_51 | Wall Insulation MF | 0.0007144% | 0 | 0.003814 | Residential_2032_SC C_MW_After Competition Groups_Wall Insulation MF
Residential | Res ¦ Freezer Recycling | 2032 | SC C | MW | After Competition Groups | 0.00043893 | 0 | 0 | 533.8405 | 8.2221e-07 | 52 | Residential_2032_SC C_MW_After Competition Groups_52 | Freezer Recycling | 8.222e-05% | 0 | 0.00043893 | Residential_2032_SC C_MW_After Competition Groups_Freezer Recycling
Residential | Res ¦ LED Downlight | 2032 | SC C | MW | After Competition Groups | 0 | 0 | 0 | 533.8405 | 0 | 53 | Residential_2032_SC C_MW_After Competition Groups_53 | LED Downlight | 0% | 0 | 0 | Residential_2032_SC C_MW_After Competition Groups_LED Downlight
Residential | Res ¦ Smart Power Bar | 2032 | SC C | MW | After Competition Groups | 0 | 0 | 0 | 533.8405 | 0 | 54 | Residential_2032_SC C_MW_After Competition Groups_54 | Smart Power Bar | 0% | 0 | 0 | Residential_2032_SC C_MW_After Competition Groups_Smart Power Bar
Residential | Res ¦ Ductless Mini-Split Heat Pump | 2032 | SC D | MW | After Competition Groups | 88.0393 | 5225035.2536 | 5.225 | 440.7062 | 0.19977 | 1 | Residential_2032_SC D_MW_After Competition Groups_1 | Ductless Mini-Split Heat Pump | 19.98% | 5.225 | 88.0393 | Residential_2032_SC D_MW_After Competition Groups_Ductless Mini-Split Heat Pump
Residential | Res ¦ Building Recommissioning, Operations and Maintenance (O&M) Improvements | 2032 | SC D | MW | After Competition Groups | 50.9984 | 879864.0841 | 0.87986 | 440.7062 | 0.11572 | 2 | Residential_2032_SC D_MW_After Competition Groups_2 | Building Recommissioning, Operations and Maintenance (O&M) Improvements | 11.57% | 0.87986 | 50.9984 | Residential_2032_SC D_MW_After Competition Groups_Building Recommissioning, Operations and Maintenance (O&M) Improvements
Residential | Res ¦ Energy Star Clothes Washer | 2032 | SC D | MW | After Competition Groups | 41.6084 | 3815496.8983 | 3.8155 | 440.7062 | 0.094413 | 3 | Residential_2032_SC D_MW_After Competition Groups_3 | Energy Star Clothes Washer | 9.441% | 3.8155 | 41.6084 | Residential_2032_SC D_MW_After Competition Groups_Energy Star Clothes Washer
Residential | Res ¦ Adaptive Thermostat | 2032 | SC D | MW | After Competition Groups | 30.2851 | 4020555.1012 | 4.0206 | 440.7062 | 0.06872 | 4 | Residential_2032_SC D_MW_After Competition Groups_4 | Adaptive Thermostat | 6.872% | 4.0206 | 30.2851 | Residential_2032_SC D_MW_After Competition Groups_Adaptive Thermostat
Residential | Res ¦ Variable Speed Pool Pump Motor | 2032 | SC D | MW | After Competition Groups | 23.7078 | 2658799.7552 | 2.6588 | 440.7062 | 0.053795 | 5 | Residential_2032_SC D_MW_After Competition Groups_5 | Variable Speed Pool Pump Motor | 5.38% | 2.6588 | 23.7078 | Residential_2032_SC D_MW_After Competition Groups_Variable Speed Pool Pump Motor
Residential | Res ¦ Energy Star Room Air Conditioner | 2032 | SC D | MW | After Competition Groups | 23.073 | 2122137.2877 | 2.1221 | 440.7062 | 0.052355 | 6 | Residential_2032_SC D_MW_After Competition Groups_6 | Energy Star Room Air Conditioner | 5.235% | 2.1221 | 23.073 | Residential_2032_SC D_MW_After Competition Groups_Energy Star Room Air Conditioner
Residential | Res ¦ Energy Star Air Source Heat Pump | 2032 | SC D | MW | After Competition Groups | 22.3858 | 2866641.1351 | 2.8666 | 440.7062 | 0.050795 | 7 | Residential_2032_SC D_MW_After Competition Groups_7 | Energy Star Air Source Heat Pump | 5.08% | 2.8666 | 22.3858 | Residential_2032_SC D_MW_After Competition Groups_Energy Star Air Source Heat Pump
Residential | Res ¦ Basement Wall Insulation | 2032 | SC D | MW | After Competition Groups | 20.798 | 2705391.252 | 2.7054 | 440.7062 | 0.047192 | 8 | Residential_2032_SC D_MW_After Competition Groups_8 | Basement Wall Insulation | 4.719% | 2.7054 | 20.798 | Residential_2032_SC D_MW_After Competition Groups_Basement Wall Insulation
Residential | Res ¦ Energy Star LED Bulbs General Purpose LEDs | 2032 | SC D | MW | After Competition Groups | 20.4971 | 0 | 0 | 440.7062 | 0.04651 | 9 | Residential_2032_SC D_MW_After Competition Groups_9 | Energy Star LED Bulbs General Purpose LEDs | 4.651% | 0 | 20.4971 | Residential_2032_SC D_MW_After Competition Groups_Energy Star LED Bulbs General Purpose LEDs
Residential | Res ¦ Energy Star LED Specialty Bulbs | 2032 | SC D | MW | After Competition Groups | 19.7173 | 33655.2065 | 0.033655 | 440.7062 | 0.04474 | 10 | Residential_2032_SC D_MW_After Competition Groups_10 | Energy Star LED Specialty Bulbs | 4.474% | 0.033655 | 19.7173 | Residential_2032_SC D_MW_After Competition Groups_Energy Star LED Specialty Bulbs
Residential | Res ¦ Energy Star A Line, PAR, MR Lamps | 2032 | SC D | MW | After Competition Groups | 13.3488 | 23045.414 | 0.023045 | 440.7062 | 0.030289 | 11 | Residential_2032_SC D_MW_After Competition Groups_11 | Energy Star A Line, PAR, MR Lamps | 3.029% | 0.023045 | 13.3488 | Residential_2032_SC D_MW_After Competition Groups_Energy Star A Line, PAR, MR Lamps
Residential | Res ¦ High Efficiency Chiller (avg of water and air cooled) | 2032 | SC D | MW | After Competition Groups | 9.0224 | 168663.9249 | 0.16866 | 440.7062 | 0.020472 | 12 | Residential_2032_SC D_MW_After Competition Groups_12 | High Efficiency Chiller (avg of water and air cooled) | 2.047% | 0.16866 | 9.0224 | Residential_2032_SC D_MW_After Competition Groups_High Efficiency Chiller (avg of water and air cooled)
Residential | Res ¦ Attic Insulation | 2032 | SC D | MW | After Competition Groups | 8.6763 | 1799783.5706 | 1.7998 | 440.7062 | 0.019687 | 13 | Residential_2032_SC D_MW_After Competition Groups_13 | Attic Insulation | 1.969% | 1.7998 | 8.6763 | Residential_2032_SC D_MW_After Competition Groups_Attic Insulation
Residential | Res ¦ Home Energy Reports | 2032 | SC D | MW | After Competition Groups | 8.0487 | 9456324.4888 | 9.4563 | 440.7062 | 0.018263 | 14 | Residential_2032_SC D_MW_After Competition Groups_14 | Home Energy Reports | 1.826% | 9.4563 | 8.0487 | Residential_2032_SC D_MW_After Competition Groups_Home Energy Reports
Residential | Res ¦ Energy Star Clothes Dryer | 2032 | SC D | MW | After Competition Groups | 7.8861 | 1016729.7416 | 1.0167 | 440.7062 | 0.017894 | 15 | Residential_2032_SC D_MW_After Competition Groups_15 | Energy Star Clothes Dryer | 1.789% | 1.0167 | 7.8861 | Residential_2032_SC D_MW_After Competition Groups_Energy Star Clothes Dryer
Residential | Res ¦ Advanced BAS/Controllers | 2032 | SC D | MW | After Competition Groups | 7.4642 | 914294.3404 | 0.91429 | 440.7062 | 0.016937 | 16 | Residential_2032_SC D_MW_After Competition Groups_16 | Advanced BAS/Controllers | 1.694% | 0.91429 | 7.4642 | Residential_2032_SC D_MW_After Competition Groups_Advanced BAS/Controllers
Residential | Res ¦ Occupancy Sensors MF | 2032 | SC D | MW | After Competition Groups | 6.2179 | 23001.2626 | 0.023001 | 440.7062 | 0.014109 | 17 | Residential_2032_SC D_MW_After Competition Groups_17 | Occupancy Sensors MF | 1.411% | 0.023001 | 6.2179 | Residential_2032_SC D_MW_After Competition Groups_Occupancy Sensors MF
Residential | Res ¦ Energy Star Torchiere | 2032 | SC D | MW | After Competition Groups | 6.1399 | 563476.6366 | 0.56348 | 440.7062 | 0.013932 | 18 | Residential_2032_SC D_MW_After Competition Groups_18 | Energy Star Torchiere | 1.393% | 0.56348 | 6.1399 | Residential_2032_SC D_MW_After Competition Groups_Energy Star Torchiere
Residential | Res ¦ Refrigerator Recycling | 2032 | SC D | MW | After Competition Groups | 3.5554 | 507502.9633 | 0.5075 | 440.7062 | 0.0080675 | 19 | Residential_2032_SC D_MW_After Competition Groups_19 | Refrigerator Recycling | 0.8068% | 0.5075 | 3.5554 | Residential_2032_SC D_MW_After Competition Groups_Refrigerator Recycling
Residential | Res ¦ LED Tube Re-Lamp | 2032 | SC D | MW | After Competition Groups | 3.3547 | 125156.4341 | 0.12516 | 440.7062 | 0.0076121 | 20 | Residential_2032_SC D_MW_After Competition Groups_20 | LED Tube Re-Lamp | 0.7612% | 0.12516 | 3.3547 | Residential_2032_SC D_MW_After Competition Groups_LED Tube Re-Lamp
Residential | Res ¦ Energy Star Freezer | 2032 | SC D | MW | After Competition Groups | 2.8678 | 396060.7915 | 0.39606 | 440.7062 | 0.0065072 | 21 | Residential_2032_SC D_MW_After Competition Groups_21 | Energy Star Freezer | 0.6507% | 0.39606 | 2.8678 | Residential_2032_SC D_MW_After Competition Groups_Energy Star Freezer
Residential | Res ¦ Minimize Hot and Warm Clothes Wash | 2032 | SC D | MW | After Competition Groups | 2.8466 | 0 | 0 | 440.7062 | 0.0064593 | 22 | Residential_2032_SC D_MW_After Competition Groups_22 | Minimize Hot and Warm Clothes Wash | 0.6459% | 0 | 2.8466 | Residential_2032_SC D_MW_After Competition Groups_Minimize Hot and Warm Clothes Wash
Residential | Res ¦ Outside Air Economizer | 2032 | SC D | MW | After Competition Groups | 2.4959 | 225397.7935 | 0.2254 | 440.7062 | 0.0056633 | 23 | Residential_2032_SC D_MW_After Competition Groups_23 | Outside Air Economizer | 0.5663% | 0.2254 | 2.4959 | Residential_2032_SC D_MW_After Competition Groups_Outside Air Economizer
Residential | Res ¦ Energy Star Light Fixture | 2032 | SC D | MW | After Competition Groups | 2.0365 | 0 | 0 | 440.7062 | 0.004621 | 24 | Residential_2032_SC D_MW_After Competition Groups_24 | Energy Star Light Fixture | 0.4621% | 0 | 2.0365 | Residential_2032_SC D_MW_After Competition Groups_Energy Star Light Fixture
Residential | Res ¦ ENERGY STAR LED LAMPS (REFLECTOR LAMPs/MR16/PAR 16) | 2032 | SC D | MW | After Competition Groups | 1.9898 | 30920.519 | 0.030921 | 440.7062 | 0.0045149 | 25 | Residential_2032_SC D_MW_After Competition Groups_25 | ENERGY STAR LED LAMPS (REFLECTOR LAMPs/MR16/PAR 16) | 0.4515% | 0.030921 | 1.9898 | Residential_2032_SC D_MW_After Competition Groups_ENERGY STAR LED LAMPS (REFLECTOR LAMPs/MR16/PAR 16)
Residential | Res ¦ Air Sealing | 2032 | SC D | MW | After Competition Groups | 1.5735 | 0 | 0 | 440.7062 | 0.0035705 | 26 | Residential_2032_SC D_MW_After Competition Groups_26 | Air Sealing | 0.3571% | 0 | 1.5735 | Residential_2032_SC D_MW_After Competition Groups_Air Sealing
Residential | Res ¦ Smart Burners | 2032 | SC D | MW | After Competition Groups | 1.4548 | 2013359.6838 | 2.0134 | 440.7062 | 0.0033012 | 27 | Residential_2032_SC D_MW_After Competition Groups_27 | Smart Burners | 0.3301% | 2.0134 | 1.4548 | Residential_2032_SC D_MW_After Competition Groups_Smart Burners
Residential | Res ¦ Furnace Whistle | 2032 | SC D | MW | After Competition Groups | 1.2606 | 36558.5845 | 0.036559 | 440.7062 | 0.0028604 | 28 | Residential_2032_SC D_MW_After Competition Groups_28 | Furnace Whistle | 0.286% | 0.036559 | 1.2606 | Residential_2032_SC D_MW_After Competition Groups_Furnace Whistle
Residential | Res ¦ Energy Star Dehumidifier | 2032 | SC D | MW | After Competition Groups | 1.0885 | 250391.8439 | 0.25039 | 440.7062 | 0.00247 | 29 | Residential_2032_SC D_MW_After Competition Groups_29 | Energy Star Dehumidifier | 0.247% | 0.25039 | 1.0885 | Residential_2032_SC D_MW_After Competition Groups_Energy Star Dehumidifier
Residential | Res ¦ Comprehensive Draft Proofing | 2032 | SC D | MW | After Competition Groups | 0.96725 | 0 | 0 | 440.7062 | 0.0021948 | 30 | Residential_2032_SC D_MW_After Competition Groups_30 | Comprehensive Draft Proofing | 0.2195% | 0 | 0.96725 | Residential_2032_SC D_MW_After Competition Groups_Comprehensive Draft Proofing
Residential | Res ¦ LED Parking Lot Fixture | 2032 | SC D | MW | After Competition Groups | 0.84322 | 0 | 0 | 440.7062 | 0.0019133 | 31 | Residential_2032_SC D_MW_After Competition Groups_31 | LED Parking Lot Fixture | 0.1913% | 0 | 0.84322 | Residential_2032_SC D_MW_After Competition Groups_LED Parking Lot Fixture
Residential | Res ¦ Variable Frequency Drive (VFD) | 2032 | SC D | MW | After Competition Groups | 0.78423 | 112961.2998 | 0.11296 | 440.7062 | 0.0017795 | 32 | Residential_2032_SC D_MW_After Competition Groups_32 | Variable Frequency Drive (VFD) | 0.1779% | 0.11296 | 0.78423 | Residential_2032_SC D_MW_After Competition Groups_Variable Frequency Drive (VFD)
Residential | Res ¦ CO Sensors for parking garage exhaust fans | 2032 | SC D | MW | After Competition Groups | 0.72495 | 117819.5604 | 0.11782 | 440.7062 | 0.001645 | 33 | Residential_2032_SC D_MW_After Competition Groups_33 | CO Sensors for parking garage exhaust fans | 0.1645% | 0.11782 | 0.72495 | Residential_2032_SC D_MW_After Competition Groups_CO Sensors for parking garage exhaust fans
Residential | Res ¦ Water Heater Temperature Setback | 2032 | SC D | MW | After Competition Groups | 0.59628 | 15638.2856 | 0.015638 | 440.7062 | 0.001353 | 34 | Residential_2032_SC D_MW_After Competition Groups_34 | Water Heater Temperature Setback | 0.1353% | 0.015638 | 0.59628 | Residential_2032_SC D_MW_After Competition Groups_Water Heater Temperature Setback
Residential | Res ¦ Floor Insulation | 2032 | SC D | MW | After Competition Groups | 0.57498 | 94351.1873 | 0.094351 | 440.7062 | 0.0013047 | 35 | Residential_2032_SC D_MW_After Competition Groups_35 | Floor Insulation | 0.1305% | 0.094351 | 0.57498 | Residential_2032_SC D_MW_After Competition Groups_Floor Insulation
Residential | Res ¦ Demand Control Ventilation | 2032 | SC D | MW | After Competition Groups | 0.51505 | 0 | 0 | 440.7062 | 0.0011687 | 36 | Residential_2032_SC D_MW_After Competition Groups_36 | Demand Control Ventilation | 0.1169% | 0 | 0.51505 | Residential_2032_SC D_MW_After Competition Groups_Demand Control Ventilation
Residential | Res ¦ Clothes Drying Racks | 2032 | SC D | MW | After Competition Groups | 0.47025 | 0 | 0 | 440.7062 | 0.001067 | 37 | Residential_2032_SC D_MW_After Competition Groups_37 | Clothes Drying Racks | 0.1067% | 0 | 0.47025 | Residential_2032_SC D_MW_After Competition Groups_Clothes Drying Racks
Residential | Res ¦ ENERGY STAR LED Lamps (General Service Lamps) | 2032 | SC D | MW | After Competition Groups | 0.44123 | 8991.6447 | 0.0089916 | 440.7062 | 0.0010012 | 38 | Residential_2032_SC D_MW_After Competition Groups_38 | ENERGY STAR LED Lamps (General Service Lamps) | 0.1001% | 0.0089916 | 0.44123 | Residential_2032_SC D_MW_After Competition Groups_ENERGY STAR LED Lamps (General Service Lamps)
Residential | Res ¦ Tankless Water Heater | 2032 | SC D | MW | After Competition Groups | 0.40514 | 122156.0821 | 0.12216 | 440.7062 | 0.00091929 | 39 | Residential_2032_SC D_MW_After Competition Groups_39 | Tankless Water Heater | 0.09193% | 0.12216 | 0.40514 | Residential_2032_SC D_MW_After Competition Groups_Tankless Water Heater
Residential | Res ¦ LED Exterior Area Lights - LED Fixture (200W) | 2032 | SC D | MW | After Competition Groups | 0.37591 | 0 | 0 | 440.7062 | 0.00085296 | 40 | Residential_2032_SC D_MW_After Competition Groups_40 | LED Exterior Area Lights - LED Fixture (200W) | 0.0853% | 0 | 0.37591 | Residential_2032_SC D_MW_After Competition Groups_LED Exterior Area Lights - LED Fixture (200W)
Residential | Res ¦ Condensing Make Up Air Unit | 2032 | SC D | MW | After Competition Groups | 0.31318 | 98442.0833 | 0.098442 | 440.7062 | 0.00071063 | 41 | Residential_2032_SC D_MW_After Competition Groups_41 | Condensing Make Up Air Unit | 0.07106% | 0.098442 | 0.31318 | Residential_2032_SC D_MW_After Competition Groups_Condensing Make Up Air Unit
Residential | Res ¦ Duct Insulation | 2032 | SC D | MW | After Competition Groups | 0.30928 | 28555.151 | 0.028555 | 440.7062 | 0.00070179 | 42 | Residential_2032_SC D_MW_After Competition Groups_42 | Duct Insulation | 0.07018% | 0.028555 | 0.30928 | Residential_2032_SC D_MW_After Competition Groups_Duct Insulation
Residential | Res ¦ VFD on Pumps | 2032 | SC D | MW | After Competition Groups | 0.22207 | 32594.4627 | 0.032594 | 440.7062 | 0.00050389 | 43 | Residential_2032_SC D_MW_After Competition Groups_43 | VFD on Pumps | 0.05039% | 0.032594 | 0.22207 | Residential_2032_SC D_MW_After Competition Groups_VFD on Pumps
Residential | Res ¦ Duct Insulation MF | 2032 | SC D | MW | After Competition Groups | 0.18215 | 28599.5193 | 0.0286 | 440.7062 | 0.00041332 | 44 | Residential_2032_SC D_MW_After Competition Groups_44 | Duct Insulation MF | 0.04133% | 0.0286 | 0.18215 | Residential_2032_SC D_MW_After Competition Groups_Duct Insulation MF
Residential | Res ¦ Heat Recovery Ventilator | 2032 | SC D | MW | After Competition Groups | 0.1598 | 0 | 0 | 440.7062 | 0.0003626 | 45 | Residential_2032_SC D_MW_After Competition Groups_45 | Heat Recovery Ventilator | 0.03626% | 0 | 0.1598 | Residential_2032_SC D_MW_After Competition Groups_Heat Recovery Ventilator
Residential | Res ¦ ECM MOTORS FOR HVAC APPLICATION (FAN-POWERED VAV BOX) | 2032 | SC D | MW | After Competition Groups | 0.1401 | 24927.3786 | 0.024927 | 440.7062 | 0.00031791 | 46 | Residential_2032_SC D_MW_After Competition Groups_46 | ECM MOTORS FOR HVAC APPLICATION (FAN-POWERED VAV BOX) | 0.03179% | 0.024927 | 0.1401 | Residential_2032_SC D_MW_After Competition Groups_ECM MOTORS FOR HVAC APPLICATION (FAN-POWERED VAV BOX)
Residential | Res ¦ Chilled Water Optimization | 2032 | SC D | MW | After Competition Groups | 0.13004 | 191.9005 | 0.0001919 | 440.7062 | 0.00029507 | 47 | Residential_2032_SC D_MW_After Competition Groups_47 | Chilled Water Optimization | 0.02951% | 0.0001919 | 0.13004 | Residential_2032_SC D_MW_After Competition Groups_Chilled Water Optimization
Residential | Res ¦ Beverage Vending Machine Controls | 2032 | SC D | MW | After Competition Groups | 0.095388 | 7560.623 | 0.0075606 | 440.7062 | 0.00021644 | 48 | Residential_2032_SC D_MW_After Competition Groups_48 | Beverage Vending Machine Controls | 0.02164% | 0.0075606 | 0.095388 | Residential_2032_SC D_MW_After Competition Groups_Beverage Vending Machine Controls
Residential | Res ¦ LED High Bay Fixture | 2032 | SC D | MW | After Competition Groups | 0.0097526 | 3481.0394 | 0.003481 | 440.7062 | 2.2129e-05 | 49 | Residential_2032_SC D_MW_After Competition Groups_49 | LED High Bay Fixture | 0.002213% | 0.003481 | 0.0097526 | Residential_2032_SC D_MW_After Competition Groups_LED High Bay Fixture
Residential | Res ¦ Wall Insulation | 2032 | SC D | MW | After Competition Groups | 0.0045565 | 6233.6104 | 0.0062336 | 440.7062 | 1.0339e-05 | 50 | Residential_2032_SC D_MW_After Competition Groups_50 | Wall Insulation | 0.001034% | 0.0062336 | 0.0045565 | Residential_2032_SC D_MW_After Competition Groups_Wall Insulation
Residential | Res ¦ Wall Insulation MF | 2032 | SC D | MW | After Competition Groups | 0.0023546 | 0 | 0 | 440.7062 | 5.3428e-06 | 51 | Residential_2032_SC D_MW_After Competition Groups_51 | Wall Insulation MF | 0.0005343% | 0 | 0.0023546 | Residential_2032_SC D_MW_After Competition Groups_Wall Insulation MF
Residential | Res ¦ Freezer Recycling | 2032 | SC D | MW | After Competition Groups | 0.00043893 | 0 | 0 | 440.7062 | 9.9597e-07 | 52 | Residential_2032_SC D_MW_After Competition Groups_52 | Freezer Recycling | 9.96e-05% | 0 | 0.00043893 | Residential_2032_SC D_MW_After Competition Groups_Freezer Recycling
Residential | Res ¦ LED Downlight | 2032 | SC D | MW | After Competition Groups | 0 | 0 | 0 | 440.7062 | 0 | 53 | Residential_2032_SC D_MW_After Competition Groups_53 | LED Downlight | 0% | 0 | 0 | Residential_2032_SC D_MW_After Competition Groups_LED Downlight
Residential | Res ¦ Smart Power Bar | 2032 | SC D | MW | After Competition Groups | 0 | 0 | 0 | 440.7062 | 0 | 54 | Residential_2032_SC D_MW_After Competition Groups_54 | Smart Power Bar | 0% | 0 | 0 | Residential_2032_SC D_MW_After Competition Groups_Smart Power Bar
Residential | Res ¦ Energy Star Central Air Conditioner | 2032 | Technical | MW | After Competition Groups | 248.3363 | 0 | 0 | 2327.3618 | 0.1067 | 1 | Residential_2032_Technical_MW_After Competition Groups_1 | Energy Star Central Air Conditioner | 10.67% | 0 | 248.3363 | Residential_2032_Technical_MW_After Competition Groups_Energy Star Central Air Conditioner
Residential | Res ¦ Adaptive Thermostat | 2032 | Technical | MW | After Competition Groups | 199.0075 | 0 | 0 | 2327.3618 | 0.085508 | 2 | Residential_2032_Technical_MW_After Competition Groups_2 | Adaptive Thermostat | 8.551% | 0 | 199.0075 | Residential_2032_Technical_MW_After Competition Groups_Adaptive Thermostat
Residential | Res ¦ Energy Star Ground Source Heat Pump | 2032 | Technical | MW | After Competition Groups | 184.2771 | 0 | 0 | 2327.3618 | 0.079179 | 3 | Residential_2032_Technical_MW_After Competition Groups_3 | Energy Star Ground Source Heat Pump | 7.918% | 0 | 184.2771 | Residential_2032_Technical_MW_After Competition Groups_Energy Star Ground Source Heat Pump
Residential | Res ¦ Ductless Mini-Split Heat Pump | 2032 | Technical | MW | After Competition Groups | 182.9784 | 0 | 0 | 2327.3618 | 0.078621 | 4 | Residential_2032_Technical_MW_After Competition Groups_4 | Ductless Mini-Split Heat Pump | 7.862% | 0 | 182.9784 | Residential_2032_Technical_MW_After Competition Groups_Ductless Mini-Split Heat Pump
Residential | Res ¦ Ductless Mini-Split Air Conditioner | 2032 | Technical | MW | After Competition Groups | 178.0798 | 0 | 0 | 2327.3618 | 0.076516 | 5 | Residential_2032_Technical_MW_After Competition Groups_5 | Ductless Mini-Split Air Conditioner | 7.652% | 0 | 178.0798 | Residential_2032_Technical_MW_After Competition Groups_Ductless Mini-Split Air Conditioner
Residential | Res ¦ Smart Burners | 2032 | Technical | MW | After Competition Groups | 122.8527 | 0 | 0 | 2327.3618 | 0.052786 | 6 | Residential_2032_Technical_MW_After Competition Groups_6 | Smart Burners | 5.279% | 0 | 122.8527 | Residential_2032_Technical_MW_After Competition Groups_Smart Burners
Residential | Res ¦ Energy Star Refrigerator | 2032 | Technical | MW | After Competition Groups | 102.5794 | 0 | 0 | 2327.3618 | 0.044075 | 7 | Residential_2032_Technical_MW_After Competition Groups_7 | Energy Star Refrigerator | 4.408% | 0 | 102.5794 | Residential_2032_Technical_MW_After Competition Groups_Energy Star Refrigerator
Residential | Res ¦ Heat Pump Clothes Dryer | 2032 | Technical | MW | After Competition Groups | 91.5264 | 0 | 0 | 2327.3618 | 0.039326 | 8 | Residential_2032_Technical_MW_After Competition Groups_8 | Heat Pump Clothes Dryer | 3.933% | 0 | 91.5264 | Residential_2032_Technical_MW_After Competition Groups_Heat Pump Clothes Dryer
Residential | Res ¦ Energy Star Clothes Washer | 2032 | Technical | MW | After Competition Groups | 85.021 | 0 | 0 | 2327.3618 | 0.036531 | 9 | Residential_2032_Technical_MW_After Competition Groups_9 | Energy Star Clothes Washer | 3.653% | 0 | 85.021 | Residential_2032_Technical_MW_After Competition Groups_Energy Star Clothes Washer
Residential | Res ¦ Building Recommissioning, Operations and Maintenance (O&M) Improvements | 2032 | Technical | MW | After Competition Groups | 78.8674 | 0 | 0 | 2327.3618 | 0.033887 | 10 | Residential_2032_Technical_MW_After Competition Groups_10 | Building Recommissioning, Operations and Maintenance (O&M) Improvements | 3.389% | 0 | 78.8674 | Residential_2032_Technical_MW_After Competition Groups_Building Recommissioning, Operations and Maintenance (O&M) Improvements
Residential | Res ¦ Basement Wall Insulation | 2032 | Technical | MW | After Competition Groups | 72.7439 | 0 | 0 | 2327.3618 | 0.031256 | 11 | Residential_2032_Technical_MW_After Competition Groups_11 | Basement Wall Insulation | 3.126% | 0 | 72.7439 | Residential_2032_Technical_MW_After Competition Groups_Basement Wall Insulation
Residential | Res ¦ Energy Star LED Bulbs General Purpose LEDs | 2032 | Technical | MW | After Competition Groups | 61.4876 | 0 | 0 | 2327.3618 | 0.026419 | 12 | Residential_2032_Technical_MW_After Competition Groups_12 | Energy Star LED Bulbs General Purpose LEDs | 2.642% | 0 | 61.4876 | Residential_2032_Technical_MW_After Competition Groups_Energy Star LED Bulbs General Purpose LEDs
Residential | Res ¦ Basement or Crawlspace Insulation | 2032 | Technical | MW | After Competition Groups | 60.4085 | 0 | 0 | 2327.3618 | 0.025956 | 13 | Residential_2032_Technical_MW_After Competition Groups_13 | Basement or Crawlspace Insulation | 2.596% | 0 | 60.4085 | Residential_2032_Technical_MW_After Competition Groups_Basement or Crawlspace Insulation
Residential | Res ¦ Smart Power Bar | 2032 | Technical | MW | After Competition Groups | 58.4836 | 0 | 0 | 2327.3618 | 0.025129 | 14 | Residential_2032_Technical_MW_After Competition Groups_14 | Smart Power Bar | 2.513% | 0 | 58.4836 | Residential_2032_Technical_MW_After Competition Groups_Smart Power Bar
Residential | Res ¦ Variable Speed Pool Pump Motor | 2032 | Technical | MW | After Competition Groups | 56.3342 | 0 | 0 | 2327.3618 | 0.024205 | 15 | Residential_2032_Technical_MW_After Competition Groups_15 | Variable Speed Pool Pump Motor | 2.421% | 0 | 56.3342 | Residential_2032_Technical_MW_After Competition Groups_Variable Speed Pool Pump Motor
Residential | Res ¦ Attic Insulation | 2032 | Technical | MW | After Competition Groups | 56.1172 | 0 | 0 | 2327.3618 | 0.024112 | 16 | Residential_2032_Technical_MW_After Competition Groups_16 | Attic Insulation | 2.411% | 0 | 56.1172 | Residential_2032_Technical_MW_After Competition Groups_Attic Insulation
Residential | Res ¦ Energy Star A Line, PAR, MR Lamps | 2032 | Technical | MW | After Competition Groups | 47.2739 | 0 | 0 | 2327.3618 | 0.020312 | 17 | Residential_2032_Technical_MW_After Competition Groups_17 | Energy Star A Line, PAR, MR Lamps | 2.031% | 0 | 47.2739 | Residential_2032_Technical_MW_After Competition Groups_Energy Star A Line, PAR, MR Lamps
Residential | Res ¦ Wall Insulation | 2032 | Technical | MW | After Competition Groups | 43.8447 | 0 | 0 | 2327.3618 | 0.018839 | 18 | Residential_2032_Technical_MW_After Competition Groups_18 | Wall Insulation | 1.884% | 0 | 43.8447 | Residential_2032_Technical_MW_After Competition Groups_Wall Insulation
Residential | Res ¦ Lighting Motion Sensors, Timers, Dimmers | 2032 | Technical | MW | After Competition Groups | 35.6286 | 0 | 0 | 2327.3618 | 0.015309 | 19 | Residential_2032_Technical_MW_After Competition Groups_19 | Lighting Motion Sensors, Timers, Dimmers | 1.531% | 0 | 35.6286 | Residential_2032_Technical_MW_After Competition Groups_Lighting Motion Sensors, Timers, Dimmers
Residential | Res ¦ Variable Refrigerant Flow Heat Pump | 2032 | Technical | MW | After Competition Groups | 31.0595 | 0 | 0 | 2327.3618 | 0.013345 | 20 | Residential_2032_Technical_MW_After Competition Groups_20 | Variable Refrigerant Flow Heat Pump | 1.335% | 0 | 31.0595 | Residential_2032_Technical_MW_After Competition Groups_Variable Refrigerant Flow Heat Pump
Residential | Res ¦ Home Energy Reports | 2032 | Technical | MW | After Competition Groups | 23.896 | 0 | 0 | 2327.3618 | 0.010267 | 21 | Residential_2032_Technical_MW_After Competition Groups_21 | Home Energy Reports | 1.027% | 0 | 23.896 | Residential_2032_Technical_MW_After Competition Groups_Home Energy Reports
Residential | Res ¦ Ceiling Insulation | 2032 | Technical | MW | After Competition Groups | 21.9782 | 0 | 0 | 2327.3618 | 0.0094434 | 22 | Residential_2032_Technical_MW_After Competition Groups_22 | Ceiling Insulation | 0.9443% | 0 | 21.9782 | Residential_2032_Technical_MW_After Competition Groups_Ceiling Insulation
Residential | Res ¦ Energy Star Light Fixture | 2032 | Technical | MW | After Competition Groups | 19.3295 | 0 | 0 | 2327.3618 | 0.0083053 | 23 | Residential_2032_Technical_MW_After Competition Groups_23 | Energy Star Light Fixture | 0.8305% | 0 | 19.3295 | Residential_2032_Technical_MW_After Competition Groups_Energy Star Light Fixture
Residential | Res ¦ Duct Insulation | 2032 | Technical | MW | After Competition Groups | 18.0677 | 0 | 0 | 2327.3618 | 0.0077632 | 24 | Residential_2032_Technical_MW_After Competition Groups_24 | Duct Insulation | 0.7763% | 0 | 18.0677 | Residential_2032_Technical_MW_After Competition Groups_Duct Insulation
Residential | Res ¦ Air Sealing | 2032 | Technical | MW | After Competition Groups | 15.4735 | 0 | 0 | 2327.3618 | 0.0066485 | 25 | Residential_2032_Technical_MW_After Competition Groups_25 | Air Sealing | 0.6648% | 0 | 15.4735 | Residential_2032_Technical_MW_After Competition Groups_Air Sealing
Residential | Res ¦ Energy Star Torchiere | 2032 | Technical | MW | After Competition Groups | 15.0807 | 0 | 0 | 2327.3618 | 0.0064797 | 26 | Residential_2032_Technical_MW_After Competition Groups_26 | Energy Star Torchiere | 0.648% | 0 | 15.0807 | Residential_2032_Technical_MW_After Competition Groups_Energy Star Torchiere
Residential | Res ¦ Central Air Conditioner Maintenance | 2032 | Technical | MW | After Competition Groups | 14.7076 | 0 | 0 | 2327.3618 | 0.0063194 | 27 | Residential_2032_Technical_MW_After Competition Groups_27 | Central Air Conditioner Maintenance | 0.6319% | 0 | 14.7076 | Residential_2032_Technical_MW_After Competition Groups_Central Air Conditioner Maintenance
Residential | Res ¦ Floor Insulation | 2032 | Technical | MW | After Competition Groups | 14.7075 | 0 | 0 | 2327.3618 | 0.0063194 | 28 | Residential_2032_Technical_MW_After Competition Groups_28 | Floor Insulation | 0.6319% | 0 | 14.7075 | Residential_2032_Technical_MW_After Competition Groups_Floor Insulation
Residential | Res ¦ Dehumidifier Recycling | 2032 | Technical | MW | After Competition Groups | 13.5663 | 0 | 0 | 2327.3618 | 0.005829 | 29 | Residential_2032_Technical_MW_After Competition Groups_29 | Dehumidifier Recycling | 0.5829% | 0 | 13.5663 | Residential_2032_Technical_MW_After Competition Groups_Dehumidifier Recycling
Residential | Res ¦ Advanced BAS/Controllers | 2032 | Technical | MW | After Competition Groups | 11.5432 | 0 | 0 | 2327.3618 | 0.0049598 | 30 | Residential_2032_Technical_MW_After Competition Groups_30 | Advanced BAS/Controllers | 0.496% | 0 | 11.5432 | Residential_2032_Technical_MW_After Competition Groups_Advanced BAS/Controllers
Residential | Res ¦ Clothes Drying Racks | 2032 | Technical | MW | After Competition Groups | 10.682 | 0 | 0 | 2327.3618 | 0.0045897 | 31 | Residential_2032_Technical_MW_After Competition Groups_31 | Clothes Drying Racks | 0.459% | 0 | 10.682 | Residential_2032_Technical_MW_After Competition Groups_Clothes Drying Racks
Residential | Res ¦ High Efficiency Chiller (avg of water and air cooled) | 2032 | Technical | MW | After Competition Groups | 10.2603 | 0 | 0 | 2327.3618 | 0.0044085 | 32 | Residential_2032_Technical_MW_After Competition Groups_32 | High Efficiency Chiller (avg of water and air cooled) | 0.4409% | 0 | 10.2603 | Residential_2032_Technical_MW_After Competition Groups_High Efficiency Chiller (avg of water and air cooled)
Residential | Res ¦ Energy Star Freezer | 2032 | Technical | MW | After Competition Groups | 10.0738 | 0 | 0 | 2327.3618 | 0.0043284 | 33 | Residential_2032_Technical_MW_After Competition Groups_33 | Energy Star Freezer | 0.4328% | 0 | 10.0738 | Residential_2032_Technical_MW_After Competition Groups_Energy Star Freezer
Residential | Res ¦ Refrigerator Recycling | 2032 | Technical | MW | After Competition Groups | 9.0523 | 0 | 0 | 2327.3618 | 0.0038895 | 34 | Residential_2032_Technical_MW_After Competition Groups_34 | Refrigerator Recycling | 0.3889% | 0 | 9.0523 | Residential_2032_Technical_MW_After Competition Groups_Refrigerator Recycling
Residential | Res ¦ Freezer Recycling | 2032 | Technical | MW | After Competition Groups | 8.433 | 0 | 0 | 2327.3618 | 0.0036234 | 35 | Residential_2032_Technical_MW_After Competition Groups_35 | Freezer Recycling | 0.3623% | 0 | 8.433 | Residential_2032_Technical_MW_After Competition Groups_Freezer Recycling
Residential | Res ¦ Occupancy Sensors MF | 2032 | Technical | MW | After Competition Groups | 8.2404 | 0 | 0 | 2327.3618 | 0.0035406 | 36 | Residential_2032_Technical_MW_After Competition Groups_36 | Occupancy Sensors MF | 0.3541% | 0 | 8.2404 | Residential_2032_Technical_MW_After Competition Groups_Occupancy Sensors MF
Residential | Res ¦ Energy Star Dehumidifier | 2032 | Technical | MW | After Competition Groups | 7.9711 | 0 | 0 | 2327.3618 | 0.0034249 | 37 | Residential_2032_Technical_MW_After Competition Groups_37 | Energy Star Dehumidifier | 0.3425% | 0 | 7.9711 | Residential_2032_Technical_MW_After Competition Groups_Energy Star Dehumidifier
Residential | Res ¦ Duct Insulation MF | 2032 | Technical | MW | After Competition Groups | 7.9707 | 0 | 0 | 2327.3618 | 0.0034248 | 38 | Residential_2032_Technical_MW_After Competition Groups_38 | Duct Insulation MF | 0.3425% | 0 | 7.9707 | Residential_2032_Technical_MW_After Competition Groups_Duct Insulation MF
Residential | Res ¦ Energy Star Windows | 2032 | Technical | MW | After Competition Groups | 6.2596 | 0 | 0 | 2327.3618 | 0.0026896 | 39 | Residential_2032_Technical_MW_After Competition Groups_39 | Energy Star Windows | 0.269% | 0 | 6.2596 | Residential_2032_Technical_MW_After Competition Groups_Energy Star Windows
Residential | Res ¦ Furnace with ECM | 2032 | Technical | MW | After Competition Groups | 5.9277 | 0 | 0 | 2327.3618 | 0.002547 | 40 | Residential_2032_Technical_MW_After Competition Groups_40 | Furnace with ECM | 0.2547% | 0 | 5.9277 | Residential_2032_Technical_MW_After Competition Groups_Furnace with ECM
Residential | Res ¦ Heat Pump Water Heater | 2032 | Technical | MW | After Competition Groups | 5.4132 | 0 | 0 | 2327.3618 | 0.0023259 | 41 | Residential_2032_Technical_MW_After Competition Groups_41 | Heat Pump Water Heater | 0.2326% | 0 | 5.4132 | Residential_2032_Technical_MW_After Competition Groups_Heat Pump Water Heater
Residential | Res ¦ Central Lighting Control System | 2032 | Technical | MW | After Competition Groups | 4.9279 | 0 | 0 | 2327.3618 | 0.0021174 | 42 | Residential_2032_Technical_MW_After Competition Groups_42 | Central Lighting Control System | 0.2117% | 0 | 4.9279 | Residential_2032_Technical_MW_After Competition Groups_Central Lighting Control System
Residential | Res ¦ Heat Recovery Ventilator | 2032 | Technical | MW | After Competition Groups | 4.8627 | 0 | 0 | 2327.3618 | 0.0020894 | 43 | Residential_2032_Technical_MW_After Competition Groups_43 | Heat Recovery Ventilator | 0.2089% | 0 | 4.8627 | Residential_2032_Technical_MW_After Competition Groups_Heat Recovery Ventilator
Residential | Res ¦ INTEGRAL LED TROFFERS | 2032 | Technical | MW | After Competition Groups | 4.5085 | 0 | 0 | 2327.3618 | 0.0019372 | 44 | Residential_2032_Technical_MW_After Competition Groups_44 | INTEGRAL LED TROFFERS | 0.1937% | 0 | 4.5085 | Residential_2032_Technical_MW_After Competition Groups_INTEGRAL LED TROFFERS
Residential | Res ¦ Minimize Hot and Warm Clothes Wash | 2032 | Technical | MW | After Competition Groups | 4.4744 | 0 | 0 | 2327.3618 | 0.0019225 | 45 | Residential_2032_Technical_MW_After Competition Groups_45 | Minimize Hot and Warm Clothes Wash | 0.1923% | 0 | 4.4744 | Residential_2032_Technical_MW_After Competition Groups_Minimize Hot and Warm Clothes Wash
Residential | Res ¦ LED Downlight | 2032 | Technical | MW | After Competition Groups | 4.4018 | 0 | 0 | 2327.3618 | 0.0018913 | 46 | Residential_2032_Technical_MW_After Competition Groups_46 | LED Downlight | 0.1891% | 0 | 4.4018 | Residential_2032_Technical_MW_After Competition Groups_LED Downlight
Residential | Res ¦ Energy Star Ceiling Fan/Lighting | 2032 | Technical | MW | After Competition Groups | 4.3302 | 0 | 0 | 2327.3618 | 0.0018606 | 47 | Residential_2032_Technical_MW_After Competition Groups_47 | Energy Star Ceiling Fan/Lighting | 0.1861% | 0 | 4.3302 | Residential_2032_Technical_MW_After Competition Groups_Energy Star Ceiling Fan/Lighting
Residential | Res ¦ LED Tube Re-Lamp | 2032 | Technical | MW | After Competition Groups | 3.8961 | 0 | 0 | 2327.3618 | 0.001674 | 48 | Residential_2032_Technical_MW_After Competition Groups_48 | LED Tube Re-Lamp | 0.1674% | 0 | 3.8961 | Residential_2032_Technical_MW_After Competition Groups_LED Tube Re-Lamp
Residential | Res ¦ Passive Attic Ventilation | 2032 | Technical | MW | After Competition Groups | 3.8273 | 0 | 0 | 2327.3618 | 0.0016445 | 49 | Residential_2032_Technical_MW_After Competition Groups_49 | Passive Attic Ventilation | 0.1644% | 0 | 3.8273 | Residential_2032_Technical_MW_After Competition Groups_Passive Attic Ventilation
Residential | Res ¦ Outside Air Economizer | 2032 | Technical | MW | After Competition Groups | 3.2989 | 0 | 0 | 2327.3618 | 0.0014174 | 50 | Residential_2032_Technical_MW_After Competition Groups_50 | Outside Air Economizer | 0.1417% | 0 | 3.2989 | Residential_2032_Technical_MW_After Competition Groups_Outside Air Economizer
Residential | Res ¦ Early Hot Water Heater Replacement | 2032 | Technical | MW | After Competition Groups | 2.9038 | 0 | 0 | 2327.3618 | 0.0012477 | 51 | Residential_2032_Technical_MW_After Competition Groups_51 | Early Hot Water Heater Replacement | 0.1248% | 0 | 2.9038 | Residential_2032_Technical_MW_After Competition Groups_Early Hot Water Heater Replacement
Residential | Res ¦ Energy Star Dishwasher | 2032 | Technical | MW | After Competition Groups | 2.7258 | 0 | 0 | 2327.3618 | 0.0011712 | 52 | Residential_2032_Technical_MW_After Competition Groups_52 | Energy Star Dishwasher | 0.1171% | 0 | 2.7258 | Residential_2032_Technical_MW_After Competition Groups_Energy Star Dishwasher
Residential | Res ¦ Air Source Heat Pump Maintenance | 2032 | Technical | MW | After Competition Groups | 2.5727 | 0 | 0 | 2327.3618 | 0.0011054 | 53 | Residential_2032_Technical_MW_After Competition Groups_53 | Air Source Heat Pump Maintenance | 0.1105% | 0 | 2.5727 | Residential_2032_Technical_MW_After Competition Groups_Air Source Heat Pump Maintenance
Residential | Res ¦ CO Sensors for parking garage exhaust fans | 2032 | Technical | MW | After Competition Groups | 2.0814 | 0 | 0 | 2327.3618 | 0.0008943 | 54 | Residential_2032_Technical_MW_After Competition Groups_54 | CO Sensors for parking garage exhaust fans | 0.08943% | 0 | 2.0814 | Residential_2032_Technical_MW_After Competition Groups_CO Sensors for parking garage exhaust fans
Residential | Res ¦ Demand Control Ventilation | 2032 | Technical | MW | After Competition Groups | 2.0287 | 0 | 0 | 2327.3618 | 0.00087166 | 55 | Residential_2032_Technical_MW_After Competition Groups_55 | Demand Control Ventilation | 0.08717% | 0 | 2.0287 | Residential_2032_Technical_MW_After Competition Groups_Demand Control Ventilation
Residential | Res ¦ Drain Water Heat Recovery | 2032 | Technical | MW | After Competition Groups | 1.9503 | 0 | 0 | 2327.3618 | 0.000838 | 56 | Residential_2032_Technical_MW_After Competition Groups_56 | Drain Water Heat Recovery | 0.0838% | 0 | 1.9503 | Residential_2032_Technical_MW_After Competition Groups_Drain Water Heat Recovery
Residential | Res ¦ Furnace Whistle | 2032 | Technical | MW | After Competition Groups | 1.9495 | 0 | 0 | 2327.3618 | 0.00083763 | 57 | Residential_2032_Technical_MW_After Competition Groups_57 | Furnace Whistle | 0.08376% | 0 | 1.9495 | Residential_2032_Technical_MW_After Competition Groups_Furnace Whistle
Residential | Res ¦ ENERGY STAR LED LAMPS (REFLECTOR LAMPs/MR16/PAR 16) | 2032 | Technical | MW | After Competition Groups | 1.9 | 0 | 0 | 2327.3618 | 0.00081638 | 58 | Residential_2032_Technical_MW_After Competition Groups_58 | ENERGY STAR LED LAMPS (REFLECTOR LAMPs/MR16/PAR 16) | 0.08164% | 0 | 1.9 | Residential_2032_Technical_MW_After Competition Groups_ENERGY STAR LED LAMPS (REFLECTOR LAMPs/MR16/PAR 16)
Residential | Res ¦ Condensing Make Up Air Unit | 2032 | Technical | MW | After Competition Groups | 1.8501 | 0 | 0 | 2327.3618 | 0.00079495 | 59 | Residential_2032_Technical_MW_After Competition Groups_59 | Condensing Make Up Air Unit | 0.07949% | 0 | 1.8501 | Residential_2032_Technical_MW_After Competition Groups_Condensing Make Up Air Unit
Residential | Res ¦ Window Film | 2032 | Technical | MW | After Competition Groups | 1.7939 | 0 | 0 | 2327.3618 | 0.00077079 | 60 | Residential_2032_Technical_MW_After Competition Groups_60 | Window Film | 0.07708% | 0 | 1.7939 | Residential_2032_Technical_MW_After Competition Groups_Window Film
Residential | Res ¦ Comprehensive Draft Proofing | 2032 | Technical | MW | After Competition Groups | 1.6566 | 0 | 0 | 2327.3618 | 0.00071177 | 61 | Residential_2032_Technical_MW_After Competition Groups_61 | Comprehensive Draft Proofing | 0.07118% | 0 | 1.6566 | Residential_2032_Technical_MW_After Competition Groups_Comprehensive Draft Proofing
Residential | Res ¦ Variable Frequency Drive (VFD) | 2032 | Technical | MW | After Competition Groups | 1.6067 | 0 | 0 | 2327.3618 | 0.00069037 | 62 | Residential_2032_Technical_MW_After Competition Groups_62 | Variable Frequency Drive (VFD) | 0.06904% | 0 | 1.6067 | Residential_2032_Technical_MW_After Competition Groups_Variable Frequency Drive (VFD)
Residential | Res ¦ Solar Powered Attic Fan | 2032 | Technical | MW | After Competition Groups | 1.5371 | 0 | 0 | 2327.3618 | 0.00066043 | 63 | Residential_2032_Technical_MW_After Competition Groups_63 | Solar Powered Attic Fan | 0.06604% | 0 | 1.5371 | Residential_2032_Technical_MW_After Competition Groups_Solar Powered Attic Fan
Residential | Res ¦ DHW Recirculation Systems | 2032 | Technical | MW | After Competition Groups | 1.2615 | 0 | 0 | 2327.3618 | 0.00054202 | 64 | Residential_2032_Technical_MW_After Competition Groups_64 | DHW Recirculation Systems | 0.0542% | 0 | 1.2615 | Residential_2032_Technical_MW_After Competition Groups_DHW Recirculation Systems
Residential | Res ¦ Water Heater Temperature Setback | 2032 | Technical | MW | After Competition Groups | 1.0162 | 0 | 0 | 2327.3618 | 0.00043662 | 65 | Residential_2032_Technical_MW_After Competition Groups_65 | Water Heater Temperature Setback | 0.04366% | 0 | 1.0162 | Residential_2032_Technical_MW_After Competition Groups_Water Heater Temperature Setback
Residential | Res ¦ LED Parking Lot Fixture | 2032 | Technical | MW | After Competition Groups | 0.87191 | 0 | 0 | 2327.3618 | 0.00037463 | 66 | Residential_2032_Technical_MW_After Competition Groups_66 | LED Parking Lot Fixture | 0.03746% | 0 | 0.87191 | Residential_2032_Technical_MW_After Competition Groups_LED Parking Lot Fixture
Residential | Res ¦ HVAC Optimization | 2032 | Technical | MW | After Competition Groups | 0.86224 | 0 | 0 | 2327.3618 | 0.00037048 | 67 | Residential_2032_Technical_MW_After Competition Groups_67 | HVAC Optimization | 0.03705% | 0 | 0.86224 | Residential_2032_Technical_MW_After Competition Groups_HVAC Optimization
Residential | Res ¦ VFD on Pumps | 2032 | Technical | MW | After Competition Groups | 0.49409 | 0 | 0 | 2327.3618 | 0.0002123 | 68 | Residential_2032_Technical_MW_After Competition Groups_68 | VFD on Pumps | 0.02123% | 0 | 0.49409 | Residential_2032_Technical_MW_After Competition Groups_VFD on Pumps
Residential | Res ¦ ENERGY STAR LED Lamps (General Service Lamps) | 2032 | Technical | MW | After Competition Groups | 0.44466 | 0 | 0 | 2327.3618 | 0.00019106 | 69 | Residential_2032_Technical_MW_After Competition Groups_69 | ENERGY STAR LED Lamps (General Service Lamps) | 0.01911% | 0 | 0.44466 | Residential_2032_Technical_MW_After Competition Groups_ENERGY STAR LED Lamps (General Service Lamps)
Residential | Res ¦ LED Exterior Area Lights - LED Fixture (200W) | 2032 | Technical | MW | After Competition Groups | 0.40858 | 0 | 0 | 2327.3618 | 0.00017555 | 70 | Residential_2032_Technical_MW_After Competition Groups_70 | LED Exterior Area Lights - LED Fixture (200W) | 0.01756% | 0 | 0.40858 | Residential_2032_Technical_MW_After Competition Groups_LED Exterior Area Lights - LED Fixture (200W)
Residential | Res ¦ ECM MOTORS FOR HVAC APPLICATION (FAN-POWERED VAV BOX) | 2032 | Technical | MW | After Competition Groups | 0.34568 | 0 | 0 | 2327.3618 | 0.00014853 | 71 | Residential_2032_Technical_MW_After Competition Groups_71 | ECM MOTORS FOR HVAC APPLICATION (FAN-POWERED VAV BOX) | 0.01485% | 0 | 0.34568 | Residential_2032_Technical_MW_After Competition Groups_ECM MOTORS FOR HVAC APPLICATION (FAN-POWERED VAV BOX)
Residential | Res ¦ Tankless Water Heater | 2032 | Technical | MW | After Competition Groups | 0.29615 | 0 | 0 | 2327.3618 | 0.00012725 | 72 | Residential_2032_Technical_MW_After Competition Groups_72 | Tankless Water Heater | 0.01272% | 0 | 0.29615 | Residential_2032_Technical_MW_After Competition Groups_Tankless Water Heater
Residential | Res ¦ Chilled Water Optimization | 2032 | Technical | MW | After Competition Groups | 0.25815 | 0 | 0 | 2327.3618 | 0.00011092 | 73 | Residential_2032_Technical_MW_After Competition Groups_73 | Chilled Water Optimization | 0.01109% | 0 | 0.25815 | Residential_2032_Technical_MW_After Competition Groups_Chilled Water Optimization
Residential | Res ¦ Beverage Vending Machine Controls | 2032 | Technical | MW | After Competition Groups | 0.24917 | 0 | 0 | 2327.3618 | 0.00010706 | 74 | Residential_2032_Technical_MW_After Competition Groups_74 | Beverage Vending Machine Controls | 0.01071% | 0 | 0.24917 | Residential_2032_Technical_MW_After Competition Groups_Beverage Vending Machine Controls
Residential | Res ¦ Wall Insulation MF | 2032 | Technical | MW | After Competition Groups | 0.16009 | 0 | 0 | 2327.3618 | 6.8784e-05 | 75 | Residential_2032_Technical_MW_After Competition Groups_75 | Wall Insulation MF | 0.006878% | 0 | 0.16009 | Residential_2032_Technical_MW_After Competition Groups_Wall Insulation MF
Residential | Res ¦ LED Recessed Downlights | 2032 | Technical | MW | After Competition Groups | 0.024335 | 0 | 0 | 2327.3618 | 1.0456e-05 | 76 | Residential_2032_Technical_MW_After Competition Groups_76 | LED Recessed Downlights | 0.001046% | 0 | 0.024335 | Residential_2032_Technical_MW_After Competition Groups_LED Recessed Downlights
Residential | Res ¦ LED High Bay Fixture | 2032 | Technical | MW | After Competition Groups | 0.020796 | 0 | 0 | 2327.3618 | 8.9354e-06 | 77 | Residential_2032_Technical_MW_After Competition Groups_77 | LED High Bay Fixture | 0.0008935% | 0 | 0.020796 | Residential_2032_Technical_MW_After Competition Groups_LED High Bay Fixture
Residential | Res ¦ Radiant Barrier | 2032 | Technical | MW | After Competition Groups | 0.012359 | 0 | 0 | 2327.3618 | 5.3101e-06 | 78 | Residential_2032_Technical_MW_After Competition Groups_78 | Radiant Barrier | 0.000531% | 0 | 0.012359 | Residential_2032_Technical_MW_After Competition Groups_Radiant Barrier
Residential | Res ¦ Solar Water Preheat (Pools/DHW) | 2032 | Technical | MW | After Competition Groups | 0.0096457 | 0 | 0 | 2327.3618 | 4.1445e-06 | 79 | Residential_2032_Technical_MW_After Competition Groups_79 | Solar Water Preheat (Pools/DHW) | 0.0004144% | 0 | 0.0096457 | Residential_2032_Technical_MW_After Competition Groups_Solar Water Preheat (Pools/DHW)
Residential | Res ¦ Photocell Controls (Outdoor) | 2032 | Technical | MW | After Competition Groups | 4.8748e-05 | 0 | 0 | 2327.3618 | 2.0946e-08 | 80 | Residential_2032_Technical_MW_After Competition Groups_80 | Photocell Controls (Outdoor) | 2.095e-06% | 0 | 4.8748e-05 | Residential_2032_Technical_MW_After Competition Groups_Photocell Controls (Outdoor)
Residential | Res ¦ Adaptive Thermostat | 2033 | Economic | MW | After Competition Groups | 199.9476 | 0 | 0 | 1285.7607 | 0.15551 | 1 | Residential_2033_Economic_MW_After Competition Groups_1 | Adaptive Thermostat | 15.55% | 0 | 199.9476 | Residential_2033_Economic_MW_After Competition Groups_Adaptive Thermostat
Residential | Res ¦ Ductless Mini-Split Heat Pump | 2033 | Economic | MW | After Competition Groups | 192.5274 | 0 | 0 | 1285.7607 | 0.14974 | 2 | Residential_2033_Economic_MW_After Competition Groups_2 | Ductless Mini-Split Heat Pump | 14.97% | 0 | 192.5274 | Residential_2033_Economic_MW_After Competition Groups_Ductless Mini-Split Heat Pump
Residential | Res ¦ Energy Star Air Source Heat Pump | 2033 | Economic | MW | After Competition Groups | 109.8576 | 0 | 0 | 1285.7607 | 0.085442 | 3 | Residential_2033_Economic_MW_After Competition Groups_3 | Energy Star Air Source Heat Pump | 8.544% | 0 | 109.8576 | Residential_2033_Economic_MW_After Competition Groups_Energy Star Air Source Heat Pump
Residential | Res ¦ Energy Star Clothes Washer | 2033 | Economic | MW | After Competition Groups | 88.5827 | 0 | 0 | 1285.7607 | 0.068895 | 4 | Residential_2033_Economic_MW_After Competition Groups_4 | Energy Star Clothes Washer | 6.89% | 0 | 88.5827 | Residential_2033_Economic_MW_After Competition Groups_Energy Star Clothes Washer
Residential | Res ¦ Building Recommissioning, Operations and Maintenance (O&M) Improvements | 2033 | Economic | MW | After Competition Groups | 77.6213 | 0 | 0 | 1285.7607 | 0.06037 | 5 | Residential_2033_Economic_MW_After Competition Groups_5 | Building Recommissioning, Operations and Maintenance (O&M) Improvements | 6.037% | 0 | 77.6213 | Residential_2033_Economic_MW_After Competition Groups_Building Recommissioning, Operations and Maintenance (O&M) Improvements
Residential | Res ¦ Basement Wall Insulation | 2033 | Economic | MW | After Competition Groups | 71.5945 | 0 | 0 | 1285.7607 | 0.055683 | 6 | Residential_2033_Economic_MW_After Competition Groups_6 | Basement Wall Insulation | 5.568% | 0 | 71.5945 | Residential_2033_Economic_MW_After Competition Groups_Basement Wall Insulation
Residential | Res ¦ Energy Star Room Air Conditioner | 2033 | Economic | MW | After Competition Groups | 71.3439 | 0 | 0 | 1285.7607 | 0.055488 | 7 | Residential_2033_Economic_MW_After Competition Groups_7 | Energy Star Room Air Conditioner | 5.549% | 0 | 71.3439 | Residential_2033_Economic_MW_After Competition Groups_Energy Star Room Air Conditioner
Residential | Res ¦ Energy Star LED Bulbs General Purpose LEDs | 2033 | Economic | MW | After Competition Groups | 61.4876 | 0 | 0 | 1285.7607 | 0.047822 | 8 | Residential_2033_Economic_MW_After Competition Groups_8 | Energy Star LED Bulbs General Purpose LEDs | 4.782% | 0 | 61.4876 | Residential_2033_Economic_MW_After Competition Groups_Energy Star LED Bulbs General Purpose LEDs
Residential | Res ¦ Variable Speed Pool Pump Motor | 2033 | Economic | MW | After Competition Groups | 55.4441 | 0 | 0 | 1285.7607 | 0.043122 | 9 | Residential_2033_Economic_MW_After Competition Groups_9 | Variable Speed Pool Pump Motor | 4.312% | 0 | 55.4441 | Residential_2033_Economic_MW_After Competition Groups_Variable Speed Pool Pump Motor
Residential | Res ¦ Attic Insulation | 2033 | Economic | MW | After Competition Groups | 55.2306 | 0 | 0 | 1285.7607 | 0.042956 | 10 | Residential_2033_Economic_MW_After Competition Groups_10 | Attic Insulation | 4.296% | 0 | 55.2306 | Residential_2033_Economic_MW_After Competition Groups_Attic Insulation
Residential | Res ¦ Energy Star A Line, PAR, MR Lamps | 2033 | Economic | MW | After Competition Groups | 48.5624 | 0 | 0 | 1285.7607 | 0.037769 | 11 | Residential_2033_Economic_MW_After Competition Groups_11 | Energy Star A Line, PAR, MR Lamps | 3.777% | 0 | 48.5624 | Residential_2033_Economic_MW_After Competition Groups_Energy Star A Line, PAR, MR Lamps
Residential | Res ¦ Energy Star Clothes Dryer | 2033 | Economic | MW | After Competition Groups | 35.2397 | 0 | 0 | 1285.7607 | 0.027408 | 12 | Residential_2033_Economic_MW_After Competition Groups_12 | Energy Star Clothes Dryer | 2.741% | 0 | 35.2397 | Residential_2033_Economic_MW_After Competition Groups_Energy Star Clothes Dryer
Residential | Res ¦ Smart Burners | 2033 | Economic | MW | After Competition Groups | 20.4164 | 0 | 0 | 1285.7607 | 0.015879 | 13 | Residential_2033_Economic_MW_After Competition Groups_13 | Smart Burners | 1.588% | 0 | 20.4164 | Residential_2033_Economic_MW_After Competition Groups_Smart Burners
Residential | Res ¦ Duct Insulation | 2033 | Economic | MW | After Competition Groups | 15.8783 | 0 | 0 | 1285.7607 | 0.012349 | 14 | Residential_2033_Economic_MW_After Competition Groups_14 | Duct Insulation | 1.235% | 0 | 15.8783 | Residential_2033_Economic_MW_After Competition Groups_Duct Insulation
Residential | Res ¦ Energy Star Torchiere | 2033 | Economic | MW | After Competition Groups | 15.488 | 0 | 0 | 1285.7607 | 0.012046 | 15 | Residential_2033_Economic_MW_After Competition Groups_15 | Energy Star Torchiere | 1.205% | 0 | 15.488 | Residential_2033_Economic_MW_After Competition Groups_Energy Star Torchiere
Residential | Res ¦ Air Sealing | 2033 | Economic | MW | After Competition Groups | 15.229 | 0 | 0 | 1285.7607 | 0.011844 | 16 | Residential_2033_Economic_MW_After Competition Groups_16 | Air Sealing | 1.184% | 0 | 15.229 | Residential_2033_Economic_MW_After Competition Groups_Air Sealing
Residential | Res ¦ Floor Insulation | 2033 | Economic | MW | After Competition Groups | 14.4751 | 0 | 0 | 1285.7607 | 0.011258 | 17 | Residential_2033_Economic_MW_After Competition Groups_17 | Floor Insulation | 1.126% | 0 | 14.4751 | Residential_2033_Economic_MW_After Competition Groups_Floor Insulation
Residential | Res ¦ Home Energy Reports | 2033 | Economic | MW | After Competition Groups | 13.5604 | 0 | 0 | 1285.7607 | 0.010547 | 18 | Residential_2033_Economic_MW_After Competition Groups_18 | Home Energy Reports | 1.055% | 0 | 13.5604 | Residential_2033_Economic_MW_After Competition Groups_Home Energy Reports
Residential | Res ¦ Advanced BAS/Controllers | 2033 | Economic | MW | After Competition Groups | 11.3608 | 0 | 0 | 1285.7607 | 0.0088359 | 19 | Residential_2033_Economic_MW_After Competition Groups_19 | Advanced BAS/Controllers | 0.8836% | 0 | 11.3608 | Residential_2033_Economic_MW_After Competition Groups_Advanced BAS/Controllers
Residential | Res ¦ High Efficiency Chiller (avg of water and air cooled) | 2033 | Economic | MW | After Competition Groups | 10.8358 | 0 | 0 | 1285.7607 | 0.0084275 | 20 | Residential_2033_Economic_MW_After Competition Groups_20 | High Efficiency Chiller (avg of water and air cooled) | 0.8428% | 0 | 10.8358 | Residential_2033_Economic_MW_After Competition Groups_High Efficiency Chiller (avg of water and air cooled)
Residential | Res ¦ Clothes Drying Racks | 2033 | Economic | MW | After Competition Groups | 10.5132 | 0 | 0 | 1285.7607 | 0.0081766 | 21 | Residential_2033_Economic_MW_After Competition Groups_21 | Clothes Drying Racks | 0.8177% | 0 | 10.5132 | Residential_2033_Economic_MW_After Competition Groups_Clothes Drying Racks
Residential | Res ¦ Refrigerator Recycling | 2033 | Economic | MW | After Competition Groups | 8.9092 | 0 | 0 | 1285.7607 | 0.0069292 | 22 | Residential_2033_Economic_MW_After Competition Groups_22 | Refrigerator Recycling | 0.6929% | 0 | 8.9092 | Residential_2033_Economic_MW_After Competition Groups_Refrigerator Recycling
Residential | Res ¦ Freezer Recycling | 2033 | Economic | MW | After Competition Groups | 8.2997 | 0 | 0 | 1285.7607 | 0.0064551 | 23 | Residential_2033_Economic_MW_After Competition Groups_23 | Freezer Recycling | 0.6455% | 0 | 8.2997 | Residential_2033_Economic_MW_After Competition Groups_Freezer Recycling
Residential | Res ¦ Occupancy Sensors MF | 2033 | Economic | MW | After Competition Groups | 7.9554 | 0 | 0 | 1285.7607 | 0.0061873 | 24 | Residential_2033_Economic_MW_After Competition Groups_24 | Occupancy Sensors MF | 0.6187% | 0 | 7.9554 | Residential_2033_Economic_MW_After Competition Groups_Occupancy Sensors MF
Residential | Res ¦ Energy Star Dehumidifier | 2033 | Economic | MW | After Competition Groups | 7.8451 | 0 | 0 | 1285.7607 | 0.0061015 | 25 | Residential_2033_Economic_MW_After Competition Groups_25 | Energy Star Dehumidifier | 0.6102% | 0 | 7.8451 | Residential_2033_Economic_MW_After Competition Groups_Energy Star Dehumidifier
Residential | Res ¦ Energy Star Light Fixture | 2033 | Economic | MW | After Competition Groups | 6.6393 | 0 | 0 | 1285.7607 | 0.0051637 | 26 | Residential_2033_Economic_MW_After Competition Groups_26 | Energy Star Light Fixture | 0.5164% | 0 | 6.6393 | Residential_2033_Economic_MW_After Competition Groups_Energy Star Light Fixture
Residential | Res ¦ Energy Star Freezer | 2033 | Economic | MW | After Competition Groups | 6.5504 | 0 | 0 | 1285.7607 | 0.0050946 | 27 | Residential_2033_Economic_MW_After Competition Groups_27 | Energy Star Freezer | 0.5095% | 0 | 6.5504 | Residential_2033_Economic_MW_After Competition Groups_Energy Star Freezer
Residential | Res ¦ Duct Insulation MF | 2033 | Economic | MW | After Competition Groups | 5.9531 | 0 | 0 | 1285.7607 | 0.00463 | 28 | Residential_2033_Economic_MW_After Competition Groups_28 | Duct Insulation MF | 0.463% | 0 | 5.9531 | Residential_2033_Economic_MW_After Competition Groups_Duct Insulation MF
Residential | Res ¦ Heat Recovery Ventilator | 2033 | Economic | MW | After Competition Groups | 5.0024 | 0 | 0 | 1285.7607 | 0.0038906 | 29 | Residential_2033_Economic_MW_After Competition Groups_29 | Heat Recovery Ventilator | 0.3891% | 0 | 5.0024 | Residential_2033_Economic_MW_After Competition Groups_Heat Recovery Ventilator
Residential | Res ¦ Minimize Hot and Warm Clothes Wash | 2033 | Economic | MW | After Competition Groups | 4.4037 | 0 | 0 | 1285.7607 | 0.003425 | 30 | Residential_2033_Economic_MW_After Competition Groups_30 | Minimize Hot and Warm Clothes Wash | 0.3425% | 0 | 4.4037 | Residential_2033_Economic_MW_After Competition Groups_Minimize Hot and Warm Clothes Wash
Residential | Res ¦ LED Tube Re-Lamp | 2033 | Economic | MW | After Competition Groups | 3.9857 | 0 | 0 | 1285.7607 | 0.0030998 | 31 | Residential_2033_Economic_MW_After Competition Groups_31 | LED Tube Re-Lamp | 0.31% | 0 | 3.9857 | Residential_2033_Economic_MW_After Competition Groups_LED Tube Re-Lamp
Residential | Res ¦ Outside Air Economizer | 2033 | Economic | MW | After Competition Groups | 3.3364 | 0 | 0 | 1285.7607 | 0.0025949 | 32 | Residential_2033_Economic_MW_After Competition Groups_32 | Outside Air Economizer | 0.2595% | 0 | 3.3364 | Residential_2033_Economic_MW_After Competition Groups_Outside Air Economizer
Residential | Res ¦ Tankless Water Heater | 2033 | Economic | MW | After Competition Groups | 2.7223 | 0 | 0 | 1285.7607 | 0.0021173 | 33 | Residential_2033_Economic_MW_After Competition Groups_33 | Tankless Water Heater | 0.2117% | 0 | 2.7223 | Residential_2033_Economic_MW_After Competition Groups_Tankless Water Heater
Residential | Res ¦ CO Sensors for parking garage exhaust fans | 2033 | Economic | MW | After Competition Groups | 2.105 | 0 | 0 | 1285.7607 | 0.0016372 | 34 | Residential_2033_Economic_MW_After Competition Groups_34 | CO Sensors for parking garage exhaust fans | 0.1637% | 0 | 2.105 | Residential_2033_Economic_MW_After Competition Groups_CO Sensors for parking garage exhaust fans
Residential | Res ¦ Demand Control Ventilation | 2033 | Economic | MW | After Competition Groups | 1.9966 | 0 | 0 | 1285.7607 | 0.0015529 | 35 | Residential_2033_Economic_MW_After Competition Groups_35 | Demand Control Ventilation | 0.1553% | 0 | 1.9966 | Residential_2033_Economic_MW_After Competition Groups_Demand Control Ventilation
Residential | Res ¦ Condensing Make Up Air Unit | 2033 | Economic | MW | After Competition Groups | 1.9482 | 0 | 0 | 1285.7607 | 0.0015152 | 36 | Residential_2033_Economic_MW_After Competition Groups_36 | Condensing Make Up Air Unit | 0.1515% | 0 | 1.9482 | Residential_2033_Economic_MW_After Competition Groups_Condensing Make Up Air Unit
Residential | Res ¦ Furnace Whistle | 2033 | Economic | MW | After Competition Groups | 1.9187 | 0 | 0 | 1285.7607 | 0.0014922 | 37 | Residential_2033_Economic_MW_After Competition Groups_37 | Furnace Whistle | 0.1492% | 0 | 1.9187 | Residential_2033_Economic_MW_After Competition Groups_Furnace Whistle
Residential | Res ¦ ENERGY STAR LED LAMPS (REFLECTOR LAMPs/MR16/PAR 16) | 2033 | Economic | MW | After Competition Groups | 1.8989 | 0 | 0 | 1285.7607 | 0.0014769 | 38 | Residential_2033_Economic_MW_After Competition Groups_38 | ENERGY STAR LED LAMPS (REFLECTOR LAMPs/MR16/PAR 16) | 0.1477% | 0 | 1.8989 | Residential_2033_Economic_MW_After Competition Groups_ENERGY STAR LED LAMPS (REFLECTOR LAMPs/MR16/PAR 16)
Residential | Res ¦ Wall Insulation | 2033 | Economic | MW | After Competition Groups | 1.762 | 0 | 0 | 1285.7607 | 0.0013704 | 39 | Residential_2033_Economic_MW_After Competition Groups_39 | Wall Insulation | 0.137% | 0 | 1.762 | Residential_2033_Economic_MW_After Competition Groups_Wall Insulation
Residential | Res ¦ Comprehensive Draft Proofing | 2033 | Economic | MW | After Competition Groups | 1.6304 | 0 | 0 | 1285.7607 | 0.001268 | 40 | Residential_2033_Economic_MW_After Competition Groups_40 | Comprehensive Draft Proofing | 0.1268% | 0 | 1.6304 | Residential_2033_Economic_MW_After Competition Groups_Comprehensive Draft Proofing
Residential | Res ¦ Variable Frequency Drive (VFD) | 2033 | Economic | MW | After Competition Groups | 1.5814 | 0 | 0 | 1285.7607 | 0.0012299 | 41 | Residential_2033_Economic_MW_After Competition Groups_41 | Variable Frequency Drive (VFD) | 0.123% | 0 | 1.5814 | Residential_2033_Economic_MW_After Competition Groups_Variable Frequency Drive (VFD)
Residential | Res ¦ Water Heater Temperature Setback | 2033 | Economic | MW | After Competition Groups | 1.0001 | 0 | 0 | 1285.7607 | 0.00077784 | 42 | Residential_2033_Economic_MW_After Competition Groups_42 | Water Heater Temperature Setback | 0.07778% | 0 | 1.0001 | Residential_2033_Economic_MW_After Competition Groups_Water Heater Temperature Setback
Residential | Res ¦ LED Parking Lot Fixture | 2033 | Economic | MW | After Competition Groups | 0.87282 | 0 | 0 | 1285.7607 | 0.00067883 | 43 | Residential_2033_Economic_MW_After Competition Groups_43 | LED Parking Lot Fixture | 0.06788% | 0 | 0.87282 | Residential_2033_Economic_MW_After Competition Groups_LED Parking Lot Fixture
Residential | Res ¦ VFD on Pumps | 2033 | Economic | MW | After Competition Groups | 0.48628 | 0 | 0 | 1285.7607 | 0.00037821 | 44 | Residential_2033_Economic_MW_After Competition Groups_44 | VFD on Pumps | 0.03782% | 0 | 0.48628 | Residential_2033_Economic_MW_After Competition Groups_VFD on Pumps
Residential | Res ¦ ENERGY STAR LED Lamps (General Service Lamps) | 2033 | Economic | MW | After Competition Groups | 0.44549 | 0 | 0 | 1285.7607 | 0.00034648 | 45 | Residential_2033_Economic_MW_After Competition Groups_45 | ENERGY STAR LED Lamps (General Service Lamps) | 0.03465% | 0 | 0.44549 | Residential_2033_Economic_MW_After Competition Groups_ENERGY STAR LED Lamps (General Service Lamps)
Residential | Res ¦ LED Exterior Area Lights - LED Fixture (200W) | 2033 | Economic | MW | After Competition Groups | 0.40959 | 0 | 0 | 1285.7607 | 0.00031856 | 46 | Residential_2033_Economic_MW_After Competition Groups_46 | LED Exterior Area Lights - LED Fixture (200W) | 0.03186% | 0 | 0.40959 | Residential_2033_Economic_MW_After Competition Groups_LED Exterior Area Lights - LED Fixture (200W)
Residential | Res ¦ ECM MOTORS FOR HVAC APPLICATION (FAN-POWERED VAV BOX) | 2033 | Economic | MW | After Competition Groups | 0.34959 | 0 | 0 | 1285.7607 | 0.00027189 | 47 | Residential_2033_Economic_MW_After Competition Groups_47 | ECM MOTORS FOR HVAC APPLICATION (FAN-POWERED VAV BOX) | 0.02719% | 0 | 0.34959 | Residential_2033_Economic_MW_After Competition Groups_ECM MOTORS FOR HVAC APPLICATION (FAN-POWERED VAV BOX)
Residential | Res ¦ Chilled Water Optimization | 2033 | Economic | MW | After Competition Groups | 0.27178 | 0 | 0 | 1285.7607 | 0.00021138 | 48 | Residential_2033_Economic_MW_After Competition Groups_48 | Chilled Water Optimization | 0.02114% | 0 | 0.27178 | Residential_2033_Economic_MW_After Competition Groups_Chilled Water Optimization
Residential | Res ¦ Beverage Vending Machine Controls | 2033 | Economic | MW | After Competition Groups | 0.25176 | 0 | 0 | 1285.7607 | 0.00019581 | 49 | Residential_2033_Economic_MW_After Competition Groups_49 | Beverage Vending Machine Controls | 0.01958% | 0 | 0.25176 | Residential_2033_Economic_MW_After Competition Groups_Beverage Vending Machine Controls
Residential | Res ¦ LED High Bay Fixture | 2033 | Economic | MW | After Competition Groups | 0.020077 | 0 | 0 | 1285.7607 | 1.5615e-05 | 50 | Residential_2033_Economic_MW_After Competition Groups_50 | LED High Bay Fixture | 0.001561% | 0 | 0.020077 | Residential_2033_Economic_MW_After Competition Groups_LED High Bay Fixture
Residential | Res ¦ Wall Insulation MF | 2033 | Economic | MW | After Competition Groups | 0.01261 | 0 | 0 | 1285.7607 | 9.8078e-06 | 51 | Residential_2033_Economic_MW_After Competition Groups_51 | Wall Insulation MF | 0.0009808% | 0 | 0.01261 | Residential_2033_Economic_MW_After Competition Groups_Wall Insulation MF
Residential | Res ¦ LED Downlight | 2033 | Economic | MW | After Competition Groups | 0 | 0 | 0 | 1285.7607 | 0 | 52 | Residential_2033_Economic_MW_After Competition Groups_52 | LED Downlight | 0% | 0 | 0 | Residential_2033_Economic_MW_After Competition Groups_LED Downlight
Residential | Res ¦ Smart Power Bar | 2033 | Economic | MW | After Competition Groups | 0 | 0 | 0 | 1285.7607 | 0 | 53 | Residential_2033_Economic_MW_After Competition Groups_53 | Smart Power Bar | 0% | 0 | 0 | Residential_2033_Economic_MW_After Competition Groups_Smart Power Bar
Residential | Res ¦ Ductless Mini-Split Heat Pump | 2033 | SC A | MW | After Competition Groups | 96.7823 | 0 | 0 | 474.9265 | 0.20378 | 1 | Residential_2033_SC A_MW_After Competition Groups_1 | Ductless Mini-Split Heat Pump | 20.38% | 0 | 96.7823 | Residential_2033_SC A_MW_After Competition Groups_Ductless Mini-Split Heat Pump
Residential | Res ¦ Building Recommissioning, Operations and Maintenance (O&M) Improvements | 2033 | SC A | MW | After Competition Groups | 54.8015 | 0 | 0 | 474.9265 | 0.11539 | 2 | Residential_2033_SC A_MW_After Competition Groups_2 | Building Recommissioning, Operations and Maintenance (O&M) Improvements | 11.54% | 0 | 54.8015 | Residential_2033_SC A_MW_After Competition Groups_Building Recommissioning, Operations and Maintenance (O&M) Improvements
Residential | Res ¦ Energy Star Clothes Washer | 2033 | SC A | MW | After Competition Groups | 48.1178 | 0 | 0 | 474.9265 | 0.10132 | 3 | Residential_2033_SC A_MW_After Competition Groups_3 | Energy Star Clothes Washer | 10.13% | 0 | 48.1178 | Residential_2033_SC A_MW_After Competition Groups_Energy Star Clothes Washer
Residential | Res ¦ Adaptive Thermostat | 2033 | SC A | MW | After Competition Groups | 32.553 | 0 | 0 | 474.9265 | 0.068543 | 4 | Residential_2033_SC A_MW_After Competition Groups_4 | Adaptive Thermostat | 6.854% | 0 | 32.553 | Residential_2033_SC A_MW_After Competition Groups_Adaptive Thermostat
Residential | Res ¦ Energy Star LED Specialty Bulbs | 2033 | SC A | MW | After Competition Groups | 30.008 | 0 | 0 | 474.9265 | 0.063185 | 5 | Residential_2033_SC A_MW_After Competition Groups_5 | Energy Star LED Specialty Bulbs | 6.318% | 0 | 30.008 | Residential_2033_SC A_MW_After Competition Groups_Energy Star LED Specialty Bulbs
Residential | Res ¦ Variable Speed Pool Pump Motor | 2033 | SC A | MW | After Competition Groups | 28.7147 | 0 | 0 | 474.9265 | 0.060461 | 6 | Residential_2033_SC A_MW_After Competition Groups_6 | Variable Speed Pool Pump Motor | 6.046% | 0 | 28.7147 | Residential_2033_SC A_MW_After Competition Groups_Variable Speed Pool Pump Motor
Residential | Res ¦ Energy Star Air Source Heat Pump | 2033 | SC A | MW | After Competition Groups | 25.3933 | 0 | 0 | 474.9265 | 0.053468 | 7 | Residential_2033_SC A_MW_After Competition Groups_7 | Energy Star Air Source Heat Pump | 5.347% | 0 | 25.3933 | Residential_2033_SC A_MW_After Competition Groups_Energy Star Air Source Heat Pump
Residential | Res ¦ Basement Wall Insulation | 2033 | SC A | MW | After Competition Groups | 23.4426 | 0 | 0 | 474.9265 | 0.04936 | 8 | Residential_2033_SC A_MW_After Competition Groups_8 | Basement Wall Insulation | 4.936% | 0 | 23.4426 | Residential_2033_SC A_MW_After Competition Groups_Basement Wall Insulation
Residential | Res ¦ Energy Star Room Air Conditioner | 2033 | SC A | MW | After Competition Groups | 16.4245 | 0 | 0 | 474.9265 | 0.034583 | 9 | Residential_2033_SC A_MW_After Competition Groups_9 | Energy Star Room Air Conditioner | 3.458% | 0 | 16.4245 | Residential_2033_SC A_MW_After Competition Groups_Energy Star Room Air Conditioner
Residential | Res ¦ Energy Star A Line, PAR, MR Lamps | 2033 | SC A | MW | After Competition Groups | 13.9898 | 0 | 0 | 474.9265 | 0.029457 | 10 | Residential_2033_SC A_MW_After Competition Groups_10 | Energy Star A Line, PAR, MR Lamps | 2.946% | 0 | 13.9898 | Residential_2033_SC A_MW_After Competition Groups_Energy Star A Line, PAR, MR Lamps
Residential | Res ¦ Energy Star LED Bulbs General Purpose LEDs | 2033 | SC A | MW | After Competition Groups | 10.8984 | 0 | 0 | 474.9265 | 0.022948 | 11 | Residential_2033_SC A_MW_After Competition Groups_11 | Energy Star LED Bulbs General Purpose LEDs | 2.295% | 0 | 10.8984 | Residential_2033_SC A_MW_After Competition Groups_Energy Star LED Bulbs General Purpose LEDs
Residential | Res ¦ High Efficiency Chiller (avg of water and air cooled) | 2033 | SC A | MW | After Competition Groups | 9.5598 | 0 | 0 | 474.9265 | 0.020129 | 12 | Residential_2033_SC A_MW_After Competition Groups_12 | High Efficiency Chiller (avg of water and air cooled) | 2.013% | 0 | 9.5598 | Residential_2033_SC A_MW_After Competition Groups_High Efficiency Chiller (avg of water and air cooled)
Residential | Res ¦ Energy Star Clothes Dryer | 2033 | SC A | MW | After Competition Groups | 9.0732 | 0 | 0 | 474.9265 | 0.019104 | 13 | Residential_2033_SC A_MW_After Competition Groups_13 | Energy Star Clothes Dryer | 1.91% | 0 | 9.0732 | Residential_2033_SC A_MW_After Competition Groups_Energy Star Clothes Dryer
Residential | Res ¦ Home Energy Reports | 2033 | SC A | MW | After Competition Groups | 9.0529 | 0 | 0 | 474.9265 | 0.019062 | 14 | Residential_2033_SC A_MW_After Competition Groups_14 | Home Energy Reports | 1.906% | 0 | 9.0529 | Residential_2033_SC A_MW_After Competition Groups_Home Energy Reports
Residential | Res ¦ Energy Star Torchiere | 2033 | SC A | MW | After Competition Groups | 7.5453 | 0 | 0 | 474.9265 | 0.015887 | 15 | Residential_2033_SC A_MW_After Competition Groups_15 | Energy Star Torchiere | 1.589% | 0 | 7.5453 | Residential_2033_SC A_MW_After Competition Groups_Energy Star Torchiere
Residential | Res ¦ Attic Insulation | 2033 | SC A | MW | After Competition Groups | 7.2213 | 0 | 0 | 474.9265 | 0.015205 | 16 | Residential_2033_SC A_MW_After Competition Groups_16 | Attic Insulation | 1.521% | 0 | 7.2213 | Residential_2033_SC A_MW_After Competition Groups_Attic Insulation
Residential | Res ¦ Occupancy Sensors MF | 2033 | SC A | MW | After Competition Groups | 6.6248 | 0 | 0 | 474.9265 | 0.013949 | 17 | Residential_2033_SC A_MW_After Competition Groups_17 | Occupancy Sensors MF | 1.395% | 0 | 6.6248 | Residential_2033_SC A_MW_After Competition Groups_Occupancy Sensors MF
Residential | Res ¦ Advanced BAS/Controllers | 2033 | SC A | MW | After Competition Groups | 5.4231 | 0 | 0 | 474.9265 | 0.011419 | 18 | Residential_2033_SC A_MW_After Competition Groups_18 | Advanced BAS/Controllers | 1.142% | 0 | 5.4231 | Residential_2033_SC A_MW_After Competition Groups_Advanced BAS/Controllers
Residential | Res ¦ Refrigerator Recycling | 2033 | SC A | MW | After Competition Groups | 4.6217 | 0 | 0 | 474.9265 | 0.0097314 | 19 | Residential_2033_SC A_MW_After Competition Groups_19 | Refrigerator Recycling | 0.9731% | 0 | 4.6217 | Residential_2033_SC A_MW_After Competition Groups_Refrigerator Recycling
Residential | Res ¦ Energy Star Freezer | 2033 | SC A | MW | After Competition Groups | 3.454 | 0 | 0 | 474.9265 | 0.0072727 | 20 | Residential_2033_SC A_MW_After Competition Groups_20 | Energy Star Freezer | 0.7273% | 0 | 3.454 | Residential_2033_SC A_MW_After Competition Groups_Energy Star Freezer
Residential | Res ¦ LED Tube Re-Lamp | 2033 | SC A | MW | After Competition Groups | 3.4416 | 0 | 0 | 474.9265 | 0.0072467 | 21 | Residential_2033_SC A_MW_After Competition Groups_21 | LED Tube Re-Lamp | 0.7247% | 0 | 3.4416 | Residential_2033_SC A_MW_After Competition Groups_LED Tube Re-Lamp
Residential | Res ¦ Minimize Hot and Warm Clothes Wash | 2033 | SC A | MW | After Competition Groups | 2.9686 | 0 | 0 | 474.9265 | 0.0062507 | 22 | Residential_2033_SC A_MW_After Competition Groups_22 | Minimize Hot and Warm Clothes Wash | 0.6251% | 0 | 2.9686 | Residential_2033_SC A_MW_After Competition Groups_Minimize Hot and Warm Clothes Wash
Residential | Res ¦ Smart Burners | 2033 | SC A | MW | After Competition Groups | 2.7238 | 0 | 0 | 474.9265 | 0.0057352 | 23 | Residential_2033_SC A_MW_After Competition Groups_23 | Smart Burners | 0.5735% | 0 | 2.7238 | Residential_2033_SC A_MW_After Competition Groups_Smart Burners
Residential | Res ¦ Energy Star Light Fixture | 2033 | SC A | MW | After Competition Groups | 2.7089 | 0 | 0 | 474.9265 | 0.0057038 | 24 | Residential_2033_SC A_MW_After Competition Groups_24 | Energy Star Light Fixture | 0.5704% | 0 | 2.7089 | Residential_2033_SC A_MW_After Competition Groups_Energy Star Light Fixture
Residential | Res ¦ Air Sealing | 2033 | SC A | MW | After Competition Groups | 2.6786 | 0 | 0 | 474.9265 | 0.0056401 | 25 | Residential_2033_SC A_MW_After Competition Groups_25 | Air Sealing | 0.564% | 0 | 2.6786 | Residential_2033_SC A_MW_After Competition Groups_Air Sealing
Residential | Res ¦ Outside Air Economizer | 2033 | SC A | MW | After Competition Groups | 2.6752 | 0 | 0 | 474.9265 | 0.0056328 | 26 | Residential_2033_SC A_MW_After Competition Groups_26 | Outside Air Economizer | 0.5633% | 0 | 2.6752 | Residential_2033_SC A_MW_After Competition Groups_Outside Air Economizer
Residential | Res ¦ ENERGY STAR LED LAMPS (REFLECTOR LAMPs/MR16/PAR 16) | 2033 | SC A | MW | After Competition Groups | 2.0177 | 0 | 0 | 474.9265 | 0.0042484 | 27 | Residential_2033_SC A_MW_After Competition Groups_27 | ENERGY STAR LED LAMPS (REFLECTOR LAMPs/MR16/PAR 16) | 0.4248% | 0 | 2.0177 | Residential_2033_SC A_MW_After Competition Groups_ENERGY STAR LED LAMPS (REFLECTOR LAMPs/MR16/PAR 16)
Residential | Res ¦ Furnace Whistle | 2033 | SC A | MW | After Competition Groups | 1.3587 | 0 | 0 | 474.9265 | 0.0028609 | 28 | Residential_2033_SC A_MW_After Competition Groups_28 | Furnace Whistle | 0.2861% | 0 | 1.3587 | Residential_2033_SC A_MW_After Competition Groups_Furnace Whistle
Residential | Res ¦ Variable Frequency Drive (VFD) | 2033 | SC A | MW | After Competition Groups | 1.1199 | 0 | 0 | 474.9265 | 0.002358 | 29 | Residential_2033_SC A_MW_After Competition Groups_29 | Variable Frequency Drive (VFD) | 0.2358% | 0 | 1.1199 | Residential_2033_SC A_MW_After Competition Groups_Variable Frequency Drive (VFD)
Residential | Res ¦ Comprehensive Draft Proofing | 2033 | SC A | MW | After Competition Groups | 1.0982 | 0 | 0 | 474.9265 | 0.0023124 | 30 | Residential_2033_SC A_MW_After Competition Groups_30 | Comprehensive Draft Proofing | 0.2312% | 0 | 1.0982 | Residential_2033_SC A_MW_After Competition Groups_Comprehensive Draft Proofing
Residential | Res ¦ CO Sensors for parking garage exhaust fans | 2033 | SC A | MW | After Competition Groups | 0.95135 | 0 | 0 | 474.9265 | 0.0020031 | 31 | Residential_2033_SC A_MW_After Competition Groups_31 | CO Sensors for parking garage exhaust fans | 0.2003% | 0 | 0.95135 | Residential_2033_SC A_MW_After Competition Groups_CO Sensors for parking garage exhaust fans
Residential | Res ¦ Energy Star Dehumidifier | 2033 | SC A | MW | After Competition Groups | 0.90782 | 0 | 0 | 474.9265 | 0.0019115 | 32 | Residential_2033_SC A_MW_After Competition Groups_32 | Energy Star Dehumidifier | 0.1911% | 0 | 0.90782 | Residential_2033_SC A_MW_After Competition Groups_Energy Star Dehumidifier
Residential | Res ¦ LED Parking Lot Fixture | 2033 | SC A | MW | After Competition Groups | 0.86304 | 0 | 0 | 474.9265 | 0.0018172 | 33 | Residential_2033_SC A_MW_After Competition Groups_33 | LED Parking Lot Fixture | 0.1817% | 0 | 0.86304 | Residential_2033_SC A_MW_After Competition Groups_LED Parking Lot Fixture
Residential | Res ¦ Demand Control Ventilation | 2033 | SC A | MW | After Competition Groups | 0.73364 | 0 | 0 | 474.9265 | 0.0015447 | 34 | Residential_2033_SC A_MW_After Competition Groups_34 | Demand Control Ventilation | 0.1545% | 0 | 0.73364 | Residential_2033_SC A_MW_After Competition Groups_Demand Control Ventilation
Residential | Res ¦ Water Heater Temperature Setback | 2033 | SC A | MW | After Competition Groups | 0.70422 | 0 | 0 | 474.9265 | 0.0014828 | 35 | Residential_2033_SC A_MW_After Competition Groups_35 | Water Heater Temperature Setback | 0.1483% | 0 | 0.70422 | Residential_2033_SC A_MW_After Competition Groups_Water Heater Temperature Setback
Residential | Res ¦ Tankless Water Heater | 2033 | SC A | MW | After Competition Groups | 0.53947 | 0 | 0 | 474.9265 | 0.0011359 | 36 | Residential_2033_SC A_MW_After Competition Groups_36 | Tankless Water Heater | 0.1136% | 0 | 0.53947 | Residential_2033_SC A_MW_After Competition Groups_Tankless Water Heater
Residential | Res ¦ Clothes Drying Racks | 2033 | SC A | MW | After Competition Groups | 0.50693 | 0 | 0 | 474.9265 | 0.0010674 | 37 | Residential_2033_SC A_MW_After Competition Groups_37 | Clothes Drying Racks | 0.1067% | 0 | 0.50693 | Residential_2033_SC A_MW_After Competition Groups_Clothes Drying Racks
Residential | Res ¦ Floor Insulation | 2033 | SC A | MW | After Competition Groups | 0.49971 | 0 | 0 | 474.9265 | 0.0010522 | 38 | Residential_2033_SC A_MW_After Competition Groups_38 | Floor Insulation | 0.1052% | 0 | 0.49971 | Residential_2033_SC A_MW_After Competition Groups_Floor Insulation
Residential | Res ¦ ENERGY STAR LED Lamps (General Service Lamps) | 2033 | SC A | MW | After Competition Groups | 0.44651 | 0 | 0 | 474.9265 | 0.00094017 | 39 | Residential_2033_SC A_MW_After Competition Groups_39 | ENERGY STAR LED Lamps (General Service Lamps) | 0.09402% | 0 | 0.44651 | Residential_2033_SC A_MW_After Competition Groups_ENERGY STAR LED Lamps (General Service Lamps)
Residential | Res ¦ LED Exterior Area Lights - LED Fixture (200W) | 2033 | SC A | MW | After Competition Groups | 0.41895 | 0 | 0 | 474.9265 | 0.00088214 | 40 | Residential_2033_SC A_MW_After Competition Groups_40 | LED Exterior Area Lights - LED Fixture (200W) | 0.08821% | 0 | 0.41895 | Residential_2033_SC A_MW_After Competition Groups_LED Exterior Area Lights - LED Fixture (200W)
Residential | Res ¦ Condensing Make Up Air Unit | 2033 | SC A | MW | After Competition Groups | 0.37787 | 0 | 0 | 474.9265 | 0.00079565 | 41 | Residential_2033_SC A_MW_After Competition Groups_41 | Condensing Make Up Air Unit | 0.07956% | 0 | 0.37787 | Residential_2033_SC A_MW_After Competition Groups_Condensing Make Up Air Unit
Residential | Res ¦ VFD on Pumps | 2033 | SC A | MW | After Competition Groups | 0.32428 | 0 | 0 | 474.9265 | 0.00068281 | 42 | Residential_2033_SC A_MW_After Competition Groups_42 | VFD on Pumps | 0.06828% | 0 | 0.32428 | Residential_2033_SC A_MW_After Competition Groups_VFD on Pumps
Residential | Res ¦ Duct Insulation | 2033 | SC A | MW | After Competition Groups | 0.29449 | 0 | 0 | 474.9265 | 0.00062007 | 43 | Residential_2033_SC A_MW_After Competition Groups_43 | Duct Insulation | 0.06201% | 0 | 0.29449 | Residential_2033_SC A_MW_After Competition Groups_Duct Insulation
Residential | Res ¦ Heat Recovery Ventilator | 2033 | SC A | MW | After Competition Groups | 0.19948 | 0 | 0 | 474.9265 | 0.00042001 | 44 | Residential_2033_SC A_MW_After Competition Groups_44 | Heat Recovery Ventilator | 0.042% | 0 | 0.19948 | Residential_2033_SC A_MW_After Competition Groups_Heat Recovery Ventilator
Residential | Res ¦ ECM MOTORS FOR HVAC APPLICATION (FAN-POWERED VAV BOX) | 2033 | SC A | MW | After Competition Groups | 0.19717 | 0 | 0 | 474.9265 | 0.00041515 | 45 | Residential_2033_SC A_MW_After Competition Groups_45 | ECM MOTORS FOR HVAC APPLICATION (FAN-POWERED VAV BOX) | 0.04152% | 0 | 0.19717 | Residential_2033_SC A_MW_After Competition Groups_ECM MOTORS FOR HVAC APPLICATION (FAN-POWERED VAV BOX)
Residential | Res ¦ Duct Insulation MF | 2033 | SC A | MW | After Competition Groups | 0.17516 | 0 | 0 | 474.9265 | 0.00036881 | 46 | Residential_2033_SC A_MW_After Competition Groups_46 | Duct Insulation MF | 0.03688% | 0 | 0.17516 | Residential_2033_SC A_MW_After Competition Groups_Duct Insulation MF
Residential | Res ¦ Chilled Water Optimization | 2033 | SC A | MW | After Competition Groups | 0.14419 | 0 | 0 | 474.9265 | 0.0003036 | 47 | Residential_2033_SC A_MW_After Competition Groups_47 | Chilled Water Optimization | 0.03036% | 0 | 0.14419 | Residential_2033_SC A_MW_After Competition Groups_Chilled Water Optimization
Residential | Res ¦ Beverage Vending Machine Controls | 2033 | SC A | MW | After Competition Groups | 0.1231 | 0 | 0 | 474.9265 | 0.0002592 | 48 | Residential_2033_SC A_MW_After Competition Groups_48 | Beverage Vending Machine Controls | 0.02592% | 0 | 0.1231 | Residential_2033_SC A_MW_After Competition Groups_Beverage Vending Machine Controls
Residential | Res ¦ LED High Bay Fixture | 2033 | SC A | MW | After Competition Groups | 0.014577 | 0 | 0 | 474.9265 | 3.0693e-05 | 49 | Residential_2033_SC A_MW_After Competition Groups_49 | LED High Bay Fixture | 0.003069% | 0 | 0.014577 | Residential_2033_SC A_MW_After Competition Groups_LED High Bay Fixture
Residential | Res ¦ Wall Insulation | 2033 | SC A | MW | After Competition Groups | 0.0071276 | 0 | 0 | 474.9265 | 1.5008e-05 | 50 | Residential_2033_SC A_MW_After Competition Groups_50 | Wall Insulation | 0.001501% | 0 | 0.0071276 | Residential_2033_SC A_MW_After Competition Groups_Wall Insulation
Residential | Res ¦ Wall Insulation MF | 2033 | SC A | MW | After Competition Groups | 0.0036509 | 0 | 0 | 474.9265 | 7.6873e-06 | 51 | Residential_2033_SC A_MW_After Competition Groups_51 | Wall Insulation MF | 0.0007687% | 0 | 0.0036509 | Residential_2033_SC A_MW_After Competition Groups_Wall Insulation MF
Residential | Res ¦ Freezer Recycling | 2033 | SC A | MW | After Competition Groups | 0.00045713 | 0 | 0 | 474.9265 | 9.6252e-07 | 52 | Residential_2033_SC A_MW_After Competition Groups_52 | Freezer Recycling | 9.625e-05% | 0 | 0.00045713 | Residential_2033_SC A_MW_After Competition Groups_Freezer Recycling
Residential | Res ¦ LED Downlight | 2033 | SC A | MW | After Competition Groups | 0 | 0 | 0 | 474.9265 | 0 | 53 | Residential_2033_SC A_MW_After Competition Groups_53 | LED Downlight | 0% | 0 | 0 | Residential_2033_SC A_MW_After Competition Groups_LED Downlight
Residential | Res ¦ Smart Power Bar | 2033 | SC A | MW | After Competition Groups | 0 | 0 | 0 | 474.9265 | 0 | 54 | Residential_2033_SC A_MW_After Competition Groups_54 | Smart Power Bar | 0% | 0 | 0 | Residential_2033_SC A_MW_After Competition Groups_Smart Power Bar
Residential | Res ¦ Ductless Mini-Split Heat Pump | 2033 | SC B | MW | After Competition Groups | 121.2525 | 0 | 0 | 764.6502 | 0.15857 | 1 | Residential_2033_SC B_MW_After Competition Groups_1 | Ductless Mini-Split Heat Pump | 15.86% | 0 | 121.2525 | Residential_2033_SC B_MW_After Competition Groups_Ductless Mini-Split Heat Pump
Residential | Res ¦ Building Recommissioning, Operations and Maintenance (O&M) Improvements | 2033 | SC B | MW | After Competition Groups | 83.7239 | 0 | 0 | 764.6502 | 0.10949 | 2 | Residential_2033_SC B_MW_After Competition Groups_2 | Building Recommissioning, Operations and Maintenance (O&M) Improvements | 10.95% | 0 | 83.7239 | Residential_2033_SC B_MW_After Competition Groups_Building Recommissioning, Operations and Maintenance (O&M) Improvements
Residential | Res ¦ Adaptive Thermostat | 2033 | SC B | MW | After Competition Groups | 82.2368 | 0 | 0 | 764.6502 | 0.10755 | 3 | Residential_2033_SC B_MW_After Competition Groups_3 | Adaptive Thermostat | 10.75% | 0 | 82.2368 | Residential_2033_SC B_MW_After Competition Groups_Adaptive Thermostat
Residential | Res ¦ Energy Star Clothes Washer | 2033 | SC B | MW | After Competition Groups | 73.5598 | 0 | 0 | 764.6502 | 0.096201 | 4 | Residential_2033_SC B_MW_After Competition Groups_4 | Energy Star Clothes Washer | 9.62% | 0 | 73.5598 | Residential_2033_SC B_MW_After Competition Groups_Energy Star Clothes Washer
Residential | Res ¦ Variable Speed Pool Pump Motor | 2033 | SC B | MW | After Competition Groups | 59.8019 | 0 | 0 | 764.6502 | 0.078208 | 5 | Residential_2033_SC B_MW_After Competition Groups_5 | Variable Speed Pool Pump Motor | 7.821% | 0 | 59.8019 | Residential_2033_SC B_MW_After Competition Groups_Variable Speed Pool Pump Motor
Residential | Res ¦ Energy Star Air Source Heat Pump | 2033 | SC B | MW | After Competition Groups | 38.128 | 0 | 0 | 764.6502 | 0.049863 | 6 | Residential_2033_SC B_MW_After Competition Groups_6 | Energy Star Air Source Heat Pump | 4.986% | 0 | 38.128 | Residential_2033_SC B_MW_After Competition Groups_Energy Star Air Source Heat Pump
Residential | Res ¦ Energy Star Room Air Conditioner | 2033 | SC B | MW | After Competition Groups | 30.8188 | 0 | 0 | 764.6502 | 0.040305 | 7 | Residential_2033_SC B_MW_After Competition Groups_7 | Energy Star Room Air Conditioner | 4.03% | 0 | 30.8188 | Residential_2033_SC B_MW_After Competition Groups_Energy Star Room Air Conditioner
Residential | Res ¦ Basement Wall Insulation | 2033 | SC B | MW | After Competition Groups | 23.9555 | 0 | 0 | 764.6502 | 0.031329 | 8 | Residential_2033_SC B_MW_After Competition Groups_8 | Basement Wall Insulation | 3.133% | 0 | 23.9555 | Residential_2033_SC B_MW_After Competition Groups_Basement Wall Insulation
Residential | Res ¦ Energy Star LED Bulbs General Purpose LEDs | 2033 | SC B | MW | After Competition Groups | 20.0281 | 0 | 0 | 764.6502 | 0.026193 | 9 | Residential_2033_SC B_MW_After Competition Groups_9 | Energy Star LED Bulbs General Purpose LEDs | 2.619% | 0 | 20.0281 | Residential_2033_SC B_MW_After Competition Groups_Energy Star LED Bulbs General Purpose LEDs
Residential | Res ¦ Energy Star A Line, PAR, MR Lamps | 2033 | SC B | MW | After Competition Groups | 19.5358 | 0 | 0 | 764.6502 | 0.025549 | 10 | Residential_2033_SC B_MW_After Competition Groups_10 | Energy Star A Line, PAR, MR Lamps | 2.555% | 0 | 19.5358 | Residential_2033_SC B_MW_After Competition Groups_Energy Star A Line, PAR, MR Lamps
Residential | Res ¦ Attic Insulation | 2033 | SC B | MW | After Competition Groups | 18.4766 | 0 | 0 | 764.6502 | 0.024163 | 11 | Residential_2033_SC B_MW_After Competition Groups_11 | Attic Insulation | 2.416% | 0 | 18.4766 | Residential_2033_SC B_MW_After Competition Groups_Attic Insulation
Residential | Res ¦ Energy Star LED Specialty Bulbs | 2033 | SC B | MW | After Competition Groups | 18.1467 | 0 | 0 | 764.6502 | 0.023732 | 12 | Residential_2033_SC B_MW_After Competition Groups_12 | Energy Star LED Specialty Bulbs | 2.373% | 0 | 18.1467 | Residential_2033_SC B_MW_After Competition Groups_Energy Star LED Specialty Bulbs
Residential | Res ¦ Energy Star Clothes Dryer | 2033 | SC B | MW | After Competition Groups | 16.23 | 0 | 0 | 764.6502 | 0.021225 | 13 | Residential_2033_SC B_MW_After Competition Groups_13 | Energy Star Clothes Dryer | 2.123% | 0 | 16.23 | Residential_2033_SC B_MW_After Competition Groups_Energy Star Clothes Dryer
Residential | Res ¦ Advanced BAS/Controllers | 2033 | SC B | MW | After Competition Groups | 12.2536 | 0 | 0 | 764.6502 | 0.016025 | 14 | Residential_2033_SC B_MW_After Competition Groups_14 | Advanced BAS/Controllers | 1.603% | 0 | 12.2536 | Residential_2033_SC B_MW_After Competition Groups_Advanced BAS/Controllers
Residential | Res ¦ Clothes Drying Racks | 2033 | SC B | MW | After Competition Groups | 11.3383 | 0 | 0 | 764.6502 | 0.014828 | 15 | Residential_2033_SC B_MW_After Competition Groups_15 | Clothes Drying Racks | 1.483% | 0 | 11.3383 | Residential_2033_SC B_MW_After Competition Groups_Clothes Drying Racks
Residential | Res ¦ Smart Burners | 2033 | SC B | MW | After Competition Groups | 11.2972 | 0 | 0 | 764.6502 | 0.014774 | 16 | Residential_2033_SC B_MW_After Competition Groups_16 | Smart Burners | 1.477% | 0 | 11.2972 | Residential_2033_SC B_MW_After Competition Groups_Smart Burners
Residential | Res ¦ Occupancy Sensors MF | 2033 | SC B | MW | After Competition Groups | 10.7511 | 0 | 0 | 764.6502 | 0.01406 | 17 | Residential_2033_SC B_MW_After Competition Groups_17 | Occupancy Sensors MF | 1.406% | 0 | 10.7511 | Residential_2033_SC B_MW_After Competition Groups_Occupancy Sensors MF
Residential | Res ¦ Energy Star Torchiere | 2033 | SC B | MW | After Competition Groups | 10.3345 | 0 | 0 | 764.6502 | 0.013515 | 18 | Residential_2033_SC B_MW_After Competition Groups_18 | Energy Star Torchiere | 1.352% | 0 | 10.3345 | Residential_2033_SC B_MW_After Competition Groups_Energy Star Torchiere
Residential | Res ¦ High Efficiency Chiller (avg of water and air cooled) | 2033 | SC B | MW | After Competition Groups | 9.7849 | 0 | 0 | 764.6502 | 0.012797 | 19 | Residential_2033_SC B_MW_After Competition Groups_19 | High Efficiency Chiller (avg of water and air cooled) | 1.28% | 0 | 9.7849 | Residential_2033_SC B_MW_After Competition Groups_High Efficiency Chiller (avg of water and air cooled)
Residential | Res ¦ Refrigerator Recycling | 2033 | SC B | MW | After Competition Groups | 9.6094 | 0 | 0 | 764.6502 | 0.012567 | 20 | Residential_2033_SC B_MW_After Competition Groups_20 | Refrigerator Recycling | 1.257% | 0 | 9.6094 | Residential_2033_SC B_MW_After Competition Groups_Refrigerator Recycling
Residential | Res ¦ Home Energy Reports | 2033 | SC B | MW | After Competition Groups | 9.0529 | 0 | 0 | 764.6502 | 0.011839 | 21 | Residential_2033_SC B_MW_After Competition Groups_21 | Home Energy Reports | 1.184% | 0 | 9.0529 | Residential_2033_SC B_MW_After Competition Groups_Home Energy Reports
Residential | Res ¦ Freezer Recycling | 2033 | SC B | MW | After Competition Groups | 8.9458 | 0 | 0 | 764.6502 | 0.011699 | 22 | Residential_2033_SC B_MW_After Competition Groups_22 | Freezer Recycling | 1.17% | 0 | 8.9458 | Residential_2033_SC B_MW_After Competition Groups_Freezer Recycling
Residential | Res ¦ Energy Star Dehumidifier | 2033 | SC B | MW | After Competition Groups | 7.4739 | 0 | 0 | 764.6502 | 0.0097743 | 23 | Residential_2033_SC B_MW_After Competition Groups_23 | Energy Star Dehumidifier | 0.9774% | 0 | 7.4739 | Residential_2033_SC B_MW_After Competition Groups_Energy Star Dehumidifier
Residential | Res ¦ Energy Star Freezer | 2033 | SC B | MW | After Competition Groups | 7.0427 | 0 | 0 | 764.6502 | 0.0092103 | 24 | Residential_2033_SC B_MW_After Competition Groups_24 | Energy Star Freezer | 0.921% | 0 | 7.0427 | Residential_2033_SC B_MW_After Competition Groups_Energy Star Freezer
Residential | Res ¦ Air Sealing | 2033 | SC B | MW | After Competition Groups | 5.0952 | 0 | 0 | 764.6502 | 0.0066635 | 25 | Residential_2033_SC B_MW_After Competition Groups_25 | Air Sealing | 0.6663% | 0 | 5.0952 | Residential_2033_SC B_MW_After Competition Groups_Air Sealing
Residential | Res ¦ Floor Insulation | 2033 | SC B | MW | After Competition Groups | 4.8404 | 0 | 0 | 764.6502 | 0.0063302 | 26 | Residential_2033_SC B_MW_After Competition Groups_26 | Floor Insulation | 0.633% | 0 | 4.8404 | Residential_2033_SC B_MW_After Competition Groups_Floor Insulation
Residential | Res ¦ Duct Insulation | 2033 | SC B | MW | After Competition Groups | 4.5194 | 0 | 0 | 764.6502 | 0.0059104 | 27 | Residential_2033_SC B_MW_After Competition Groups_27 | Duct Insulation | 0.591% | 0 | 4.5194 | Residential_2033_SC B_MW_After Competition Groups_Duct Insulation
Residential | Res ¦ Energy Star Light Fixture | 2033 | SC B | MW | After Competition Groups | 3.8479 | 0 | 0 | 764.6502 | 0.0050322 | 28 | Residential_2033_SC B_MW_After Competition Groups_28 | Energy Star Light Fixture | 0.5032% | 0 | 3.8479 | Residential_2033_SC B_MW_After Competition Groups_Energy Star Light Fixture
Residential | Res ¦ Outside Air Economizer | 2033 | SC B | MW | After Competition Groups | 3.4696 | 0 | 0 | 764.6502 | 0.0045375 | 29 | Residential_2033_SC B_MW_After Competition Groups_29 | Outside Air Economizer | 0.4537% | 0 | 3.4696 | Residential_2033_SC B_MW_After Competition Groups_Outside Air Economizer
Residential | Res ¦ LED Tube Re-Lamp | 2033 | SC B | MW | After Competition Groups | 3.4416 | 0 | 0 | 764.6502 | 0.0045009 | 30 | Residential_2033_SC B_MW_After Competition Groups_30 | LED Tube Re-Lamp | 0.4501% | 0 | 3.4416 | Residential_2033_SC B_MW_After Competition Groups_LED Tube Re-Lamp
Residential | Res ¦ Minimize Hot and Warm Clothes Wash | 2033 | SC B | MW | After Competition Groups | 2.9686 | 0 | 0 | 764.6502 | 0.0038823 | 31 | Residential_2033_SC B_MW_After Competition Groups_31 | Minimize Hot and Warm Clothes Wash | 0.3882% | 0 | 2.9686 | Residential_2033_SC B_MW_After Competition Groups_Minimize Hot and Warm Clothes Wash
Residential | Res ¦ Heat Recovery Ventilator | 2033 | SC B | MW | After Competition Groups | 2.3067 | 0 | 0 | 764.6502 | 0.0030166 | 32 | Residential_2033_SC B_MW_After Competition Groups_32 | Heat Recovery Ventilator | 0.3017% | 0 | 2.3067 | Residential_2033_SC B_MW_After Competition Groups_Heat Recovery Ventilator
Residential | Res ¦ Demand Control Ventilation | 2033 | SC B | MW | After Competition Groups | 2.1535 | 0 | 0 | 764.6502 | 0.0028163 | 33 | Residential_2033_SC B_MW_After Competition Groups_33 | Demand Control Ventilation | 0.2816% | 0 | 2.1535 | Residential_2033_SC B_MW_After Competition Groups_Demand Control Ventilation
Residential | Res ¦ Furnace Whistle | 2033 | SC B | MW | After Competition Groups | 2.0695 | 0 | 0 | 764.6502 | 0.0027065 | 34 | Residential_2033_SC B_MW_After Competition Groups_34 | Furnace Whistle | 0.2706% | 0 | 2.0695 | Residential_2033_SC B_MW_After Competition Groups_Furnace Whistle
Residential | Res ¦ ENERGY STAR LED LAMPS (REFLECTOR LAMPs/MR16/PAR 16) | 2033 | SC B | MW | After Competition Groups | 2.0177 | 0 | 0 | 764.6502 | 0.0026387 | 35 | Residential_2033_SC B_MW_After Competition Groups_35 | ENERGY STAR LED LAMPS (REFLECTOR LAMPs/MR16/PAR 16) | 0.2639% | 0 | 2.0177 | Residential_2033_SC B_MW_After Competition Groups_ENERGY STAR LED LAMPS (REFLECTOR LAMPs/MR16/PAR 16)
Residential | Res ¦ Duct Insulation MF | 2033 | SC B | MW | After Competition Groups | 1.883 | 0 | 0 | 764.6502 | 0.0024625 | 36 | Residential_2033_SC B_MW_After Competition Groups_36 | Duct Insulation MF | 0.2463% | 0 | 1.883 | Residential_2033_SC B_MW_After Competition Groups_Duct Insulation MF
Residential | Res ¦ CO Sensors for parking garage exhaust fans | 2033 | SC B | MW | After Competition Groups | 1.8719 | 0 | 0 | 764.6502 | 0.002448 | 37 | Residential_2033_SC B_MW_After Competition Groups_37 | CO Sensors for parking garage exhaust fans | 0.2448% | 0 | 1.8719 | Residential_2033_SC B_MW_After Competition Groups_CO Sensors for parking garage exhaust fans
Residential | Res ¦ Comprehensive Draft Proofing | 2033 | SC B | MW | After Competition Groups | 1.7586 | 0 | 0 | 764.6502 | 0.0022998 | 38 | Residential_2033_SC B_MW_After Competition Groups_38 | Comprehensive Draft Proofing | 0.23% | 0 | 1.7586 | Residential_2033_SC B_MW_After Competition Groups_Comprehensive Draft Proofing
Residential | Res ¦ Variable Frequency Drive (VFD) | 2033 | SC B | MW | After Competition Groups | 1.7057 | 0 | 0 | 764.6502 | 0.0022306 | 39 | Residential_2033_SC B_MW_After Competition Groups_39 | Variable Frequency Drive (VFD) | 0.2231% | 0 | 1.7057 | Residential_2033_SC B_MW_After Competition Groups_Variable Frequency Drive (VFD)
Residential | Res ¦ Tankless Water Heater | 2033 | SC B | MW | After Competition Groups | 1.3831 | 0 | 0 | 764.6502 | 0.0018089 | 40 | Residential_2033_SC B_MW_After Competition Groups_40 | Tankless Water Heater | 0.1809% | 0 | 1.3831 | Residential_2033_SC B_MW_After Competition Groups_Tankless Water Heater
Residential | Res ¦ Condensing Make Up Air Unit | 2033 | SC B | MW | After Competition Groups | 1.3075 | 0 | 0 | 764.6502 | 0.0017099 | 41 | Residential_2033_SC B_MW_After Competition Groups_41 | Condensing Make Up Air Unit | 0.171% | 0 | 1.3075 | Residential_2033_SC B_MW_After Competition Groups_Condensing Make Up Air Unit
Residential | Res ¦ Water Heater Temperature Setback | 2033 | SC B | MW | After Competition Groups | 1.0788 | 0 | 0 | 764.6502 | 0.0014108 | 42 | Residential_2033_SC B_MW_After Competition Groups_42 | Water Heater Temperature Setback | 0.1411% | 0 | 1.0788 | Residential_2033_SC B_MW_After Competition Groups_Water Heater Temperature Setback
Residential | Res ¦ LED Parking Lot Fixture | 2033 | SC B | MW | After Competition Groups | 0.9187 | 0 | 0 | 764.6502 | 0.0012015 | 43 | Residential_2033_SC B_MW_After Competition Groups_43 | LED Parking Lot Fixture | 0.1201% | 0 | 0.9187 | Residential_2033_SC B_MW_After Competition Groups_LED Parking Lot Fixture
Residential | Res ¦ VFD on Pumps | 2033 | SC B | MW | After Competition Groups | 0.52451 | 0 | 0 | 764.6502 | 0.00068594 | 44 | Residential_2033_SC B_MW_After Competition Groups_44 | VFD on Pumps | 0.06859% | 0 | 0.52451 | Residential_2033_SC B_MW_After Competition Groups_VFD on Pumps
Residential | Res ¦ ENERGY STAR LED Lamps (General Service Lamps) | 2033 | SC B | MW | After Competition Groups | 0.44651 | 0 | 0 | 764.6502 | 0.00058394 | 45 | Residential_2033_SC B_MW_After Competition Groups_45 | ENERGY STAR LED Lamps (General Service Lamps) | 0.05839% | 0 | 0.44651 | Residential_2033_SC B_MW_After Competition Groups_ENERGY STAR LED Lamps (General Service Lamps)
Residential | Res ¦ LED Exterior Area Lights - LED Fixture (200W) | 2033 | SC B | MW | After Competition Groups | 0.41895 | 0 | 0 | 764.6502 | 0.0005479 | 46 | Residential_2033_SC B_MW_After Competition Groups_46 | LED Exterior Area Lights - LED Fixture (200W) | 0.05479% | 0 | 0.41895 | Residential_2033_SC B_MW_After Competition Groups_LED Exterior Area Lights - LED Fixture (200W)
Residential | Res ¦ ECM MOTORS FOR HVAC APPLICATION (FAN-POWERED VAV BOX) | 2033 | SC B | MW | After Competition Groups | 0.3044 | 0 | 0 | 764.6502 | 0.00039809 | 47 | Residential_2033_SC B_MW_After Competition Groups_47 | ECM MOTORS FOR HVAC APPLICATION (FAN-POWERED VAV BOX) | 0.03981% | 0 | 0.3044 | Residential_2033_SC B_MW_After Competition Groups_ECM MOTORS FOR HVAC APPLICATION (FAN-POWERED VAV BOX)
Residential | Res ¦ Beverage Vending Machine Controls | 2033 | SC B | MW | After Competition Groups | 0.21522 | 0 | 0 | 764.6502 | 0.00028146 | 48 | Residential_2033_SC B_MW_After Competition Groups_48 | Beverage Vending Machine Controls | 0.02815% | 0 | 0.21522 | Residential_2033_SC B_MW_After Competition Groups_Beverage Vending Machine Controls
Residential | Res ¦ Chilled Water Optimization | 2033 | SC B | MW | After Competition Groups | 0.18714 | 0 | 0 | 764.6502 | 0.00024474 | 49 | Residential_2033_SC B_MW_After Competition Groups_49 | Chilled Water Optimization | 0.02447% | 0 | 0.18714 | Residential_2033_SC B_MW_After Competition Groups_Chilled Water Optimization
Residential | Res ¦ Wall Insulation | 2033 | SC B | MW | After Competition Groups | 0.10758 | 0 | 0 | 764.6502 | 0.0001407 | 50 | Residential_2033_SC B_MW_After Competition Groups_50 | Wall Insulation | 0.01407% | 0 | 0.10758 | Residential_2033_SC B_MW_After Competition Groups_Wall Insulation
Residential | Res ¦ LED High Bay Fixture | 2033 | SC B | MW | After Competition Groups | 0.025509 | 0 | 0 | 764.6502 | 3.336e-05 | 51 | Residential_2033_SC B_MW_After Competition Groups_51 | LED High Bay Fixture | 0.003336% | 0 | 0.025509 | Residential_2033_SC B_MW_After Competition Groups_LED High Bay Fixture
Residential | Res ¦ Wall Insulation MF | 2033 | SC B | MW | After Competition Groups | 0.0042198 | 0 | 0 | 764.6502 | 5.5186e-06 | 52 | Residential_2033_SC B_MW_After Competition Groups_52 | Wall Insulation MF | 0.0005519% | 0 | 0.0042198 | Residential_2033_SC B_MW_After Competition Groups_Wall Insulation MF
Residential | Res ¦ LED Downlight | 2033 | SC B | MW | After Competition Groups | 0 | 0 | 0 | 764.6502 | 0 | 53 | Residential_2033_SC B_MW_After Competition Groups_53 | LED Downlight | 0% | 0 | 0 | Residential_2033_SC B_MW_After Competition Groups_LED Downlight
Residential | Res ¦ Smart Power Bar | 2033 | SC B | MW | After Competition Groups | 0 | 0 | 0 | 764.6502 | 0 | 54 | Residential_2033_SC B_MW_After Competition Groups_54 | Smart Power Bar | 0% | 0 | 0 | Residential_2033_SC B_MW_After Competition Groups_Smart Power Bar
Residential | Res ¦ Ductless Mini-Split Heat Pump | 2033 | SC C | MW | After Competition Groups | 96.7782 | 0 | 0 | 581.5884 | 0.1664 | 1 | Residential_2033_SC C_MW_After Competition Groups_1 | Ductless Mini-Split Heat Pump | 16.64% | 0 | 96.7782 | Residential_2033_SC C_MW_After Competition Groups_Ductless Mini-Split Heat Pump
Residential | Res ¦ Energy Star Clothes Washer | 2033 | SC C | MW | After Competition Groups | 67.0452 | 0 | 0 | 581.5884 | 0.11528 | 2 | Residential_2033_SC C_MW_After Competition Groups_2 | Energy Star Clothes Washer | 11.53% | 0 | 67.0452 | Residential_2033_SC C_MW_After Competition Groups_Energy Star Clothes Washer
Residential | Res ¦ Adaptive Thermostat | 2033 | SC C | MW | After Competition Groups | 55.9868 | 0 | 0 | 581.5884 | 0.096265 | 3 | Residential_2033_SC C_MW_After Competition Groups_3 | Adaptive Thermostat | 9.627% | 0 | 55.9868 | Residential_2033_SC C_MW_After Competition Groups_Adaptive Thermostat
Residential | Res ¦ Building Recommissioning, Operations and Maintenance (O&M) Improvements | 2033 | SC C | MW | After Competition Groups | 54.9685 | 0 | 0 | 581.5884 | 0.094514 | 4 | Residential_2033_SC C_MW_After Competition Groups_4 | Building Recommissioning, Operations and Maintenance (O&M) Improvements | 9.451% | 0 | 54.9685 | Residential_2033_SC C_MW_After Competition Groups_Building Recommissioning, Operations and Maintenance (O&M) Improvements
Residential | Res ¦ Variable Speed Pool Pump Motor | 2033 | SC C | MW | After Competition Groups | 39.2634 | 0 | 0 | 581.5884 | 0.067511 | 5 | Residential_2033_SC C_MW_After Competition Groups_5 | Variable Speed Pool Pump Motor | 6.751% | 0 | 39.2634 | Residential_2033_SC C_MW_After Competition Groups_Variable Speed Pool Pump Motor
Residential | Res ¦ Energy Star LED Specialty Bulbs | 2033 | SC C | MW | After Competition Groups | 30.008 | 0 | 0 | 581.5884 | 0.051597 | 6 | Residential_2033_SC C_MW_After Competition Groups_6 | Energy Star LED Specialty Bulbs | 5.16% | 0 | 30.008 | Residential_2033_SC C_MW_After Competition Groups_Energy Star LED Specialty Bulbs
Residential | Res ¦ Energy Star Room Air Conditioner | 2033 | SC C | MW | After Competition Groups | 25.4671 | 0 | 0 | 581.5884 | 0.043789 | 7 | Residential_2033_SC C_MW_After Competition Groups_7 | Energy Star Room Air Conditioner | 4.379% | 0 | 25.4671 | Residential_2033_SC C_MW_After Competition Groups_Energy Star Room Air Conditioner
Residential | Res ¦ Energy Star Air Source Heat Pump | 2033 | SC C | MW | After Competition Groups | 25.3933 | 0 | 0 | 581.5884 | 0.043662 | 8 | Residential_2033_SC C_MW_After Competition Groups_8 | Energy Star Air Source Heat Pump | 4.366% | 0 | 25.3933 | Residential_2033_SC C_MW_After Competition Groups_Energy Star Air Source Heat Pump
Residential | Res ¦ Basement Wall Insulation | 2033 | SC C | MW | After Competition Groups | 23.959 | 0 | 0 | 581.5884 | 0.041196 | 9 | Residential_2033_SC C_MW_After Competition Groups_9 | Basement Wall Insulation | 4.12% | 0 | 23.959 | Residential_2033_SC C_MW_After Competition Groups_Basement Wall Insulation
Residential | Res ¦ Attic Insulation | 2033 | SC C | MW | After Competition Groups | 18.0293 | 0 | 0 | 581.5884 | 0.031 | 10 | Residential_2033_SC C_MW_After Competition Groups_10 | Attic Insulation | 3.1% | 0 | 18.0293 | Residential_2033_SC C_MW_After Competition Groups_Attic Insulation
Residential | Res ¦ Energy Star Clothes Dryer | 2033 | SC C | MW | After Competition Groups | 16.2354 | 0 | 0 | 581.5884 | 0.027916 | 11 | Residential_2033_SC C_MW_After Competition Groups_11 | Energy Star Clothes Dryer | 2.792% | 0 | 16.2354 | Residential_2033_SC C_MW_After Competition Groups_Energy Star Clothes Dryer
Residential | Res ¦ Energy Star A Line, PAR, MR Lamps | 2033 | SC C | MW | After Competition Groups | 13.9898 | 0 | 0 | 581.5884 | 0.024055 | 12 | Residential_2033_SC C_MW_After Competition Groups_12 | Energy Star A Line, PAR, MR Lamps | 2.405% | 0 | 13.9898 | Residential_2033_SC C_MW_After Competition Groups_Energy Star A Line, PAR, MR Lamps
Residential | Res ¦ Energy Star LED Bulbs General Purpose LEDs | 2033 | SC C | MW | After Competition Groups | 10.8984 | 0 | 0 | 581.5884 | 0.018739 | 13 | Residential_2033_SC C_MW_After Competition Groups_13 | Energy Star LED Bulbs General Purpose LEDs | 1.874% | 0 | 10.8984 | Residential_2033_SC C_MW_After Competition Groups_Energy Star LED Bulbs General Purpose LEDs
Residential | Res ¦ High Efficiency Chiller (avg of water and air cooled) | 2033 | SC C | MW | After Competition Groups | 9.5598 | 0 | 0 | 581.5884 | 0.016437 | 14 | Residential_2033_SC C_MW_After Competition Groups_14 | High Efficiency Chiller (avg of water and air cooled) | 1.644% | 0 | 9.5598 | Residential_2033_SC C_MW_After Competition Groups_High Efficiency Chiller (avg of water and air cooled)
Residential | Res ¦ Home Energy Reports | 2033 | SC C | MW | After Competition Groups | 9.0529 | 0 | 0 | 581.5884 | 0.015566 | 15 | Residential_2033_SC C_MW_After Competition Groups_15 | Home Energy Reports | 1.557% | 0 | 9.0529 | Residential_2033_SC C_MW_After Competition Groups_Home Energy Reports
Residential | Res ¦ Advanced BAS/Controllers | 2033 | SC C | MW | After Competition Groups | 8.0453 | 0 | 0 | 581.5884 | 0.013833 | 16 | Residential_2033_SC C_MW_After Competition Groups_16 | Advanced BAS/Controllers | 1.383% | 0 | 8.0453 | Residential_2033_SC C_MW_After Competition Groups_Advanced BAS/Controllers
Residential | Res ¦ Energy Star Torchiere | 2033 | SC C | MW | After Competition Groups | 7.5453 | 0 | 0 | 581.5884 | 0.012974 | 17 | Residential_2033_SC C_MW_After Competition Groups_17 | Energy Star Torchiere | 1.297% | 0 | 7.5453 | Residential_2033_SC C_MW_After Competition Groups_Energy Star Torchiere
Residential | Res ¦ Smart Burners | 2033 | SC C | MW | After Competition Groups | 7.5359 | 0 | 0 | 581.5884 | 0.012957 | 18 | Residential_2033_SC C_MW_After Competition Groups_18 | Smart Burners | 1.296% | 0 | 7.5359 | Residential_2033_SC C_MW_After Competition Groups_Smart Burners
Residential | Res ¦ Occupancy Sensors MF | 2033 | SC C | MW | After Competition Groups | 6.6248 | 0 | 0 | 581.5884 | 0.011391 | 19 | Residential_2033_SC C_MW_After Competition Groups_19 | Occupancy Sensors MF | 1.139% | 0 | 6.6248 | Residential_2033_SC C_MW_After Competition Groups_Occupancy Sensors MF
Residential | Res ¦ Refrigerator Recycling | 2033 | SC C | MW | After Competition Groups | 6.3092 | 0 | 0 | 581.5884 | 0.010848 | 20 | Residential_2033_SC C_MW_After Competition Groups_20 | Refrigerator Recycling | 1.085% | 0 | 6.3092 | Residential_2033_SC C_MW_After Competition Groups_Refrigerator Recycling
Residential | Res ¦ Energy Star Freezer | 2033 | SC C | MW | After Competition Groups | 5.9308 | 0 | 0 | 581.5884 | 0.010198 | 21 | Residential_2033_SC C_MW_After Competition Groups_21 | Energy Star Freezer | 1.02% | 0 | 5.9308 | Residential_2033_SC C_MW_After Competition Groups_Energy Star Freezer
Residential | Res ¦ Air Sealing | 2033 | SC C | MW | After Competition Groups | 4.6354 | 0 | 0 | 581.5884 | 0.0079702 | 22 | Residential_2033_SC C_MW_After Competition Groups_22 | Air Sealing | 0.797% | 0 | 4.6354 | Residential_2033_SC C_MW_After Competition Groups_Air Sealing
Residential | Res ¦ Energy Star Dehumidifier | 2033 | SC C | MW | After Competition Groups | 4.2372 | 0 | 0 | 581.5884 | 0.0072855 | 23 | Residential_2033_SC C_MW_After Competition Groups_23 | Energy Star Dehumidifier | 0.7285% | 0 | 4.2372 | Residential_2033_SC C_MW_After Competition Groups_Energy Star Dehumidifier
Residential | Res ¦ Floor Insulation | 2033 | SC C | MW | After Competition Groups | 3.7816 | 0 | 0 | 581.5884 | 0.0065022 | 24 | Residential_2033_SC C_MW_After Competition Groups_24 | Floor Insulation | 0.6502% | 0 | 3.7816 | Residential_2033_SC C_MW_After Competition Groups_Floor Insulation
Residential | Res ¦ Energy Star Light Fixture | 2033 | SC C | MW | After Competition Groups | 3.5868 | 0 | 0 | 581.5884 | 0.0061672 | 25 | Residential_2033_SC C_MW_After Competition Groups_25 | Energy Star Light Fixture | 0.6167% | 0 | 3.5868 | Residential_2033_SC C_MW_After Competition Groups_Energy Star Light Fixture
Residential | Res ¦ LED Tube Re-Lamp | 2033 | SC C | MW | After Competition Groups | 3.4416 | 0 | 0 | 581.5884 | 0.0059177 | 26 | Residential_2033_SC C_MW_After Competition Groups_26 | LED Tube Re-Lamp | 0.5918% | 0 | 3.4416 | Residential_2033_SC C_MW_After Competition Groups_LED Tube Re-Lamp
Residential | Res ¦ Minimize Hot and Warm Clothes Wash | 2033 | SC C | MW | After Competition Groups | 2.9686 | 0 | 0 | 581.5884 | 0.0051044 | 27 | Residential_2033_SC C_MW_After Competition Groups_27 | Minimize Hot and Warm Clothes Wash | 0.5104% | 0 | 2.9686 | Residential_2033_SC C_MW_After Competition Groups_Minimize Hot and Warm Clothes Wash
Residential | Res ¦ Outside Air Economizer | 2033 | SC C | MW | After Competition Groups | 2.6752 | 0 | 0 | 581.5884 | 0.0045998 | 28 | Residential_2033_SC C_MW_After Competition Groups_28 | Outside Air Economizer | 0.46% | 0 | 2.6752 | Residential_2033_SC C_MW_After Competition Groups_Outside Air Economizer
Residential | Res ¦ ENERGY STAR LED LAMPS (REFLECTOR LAMPs/MR16/PAR 16) | 2033 | SC C | MW | After Competition Groups | 2.0177 | 0 | 0 | 581.5884 | 0.0034693 | 29 | Residential_2033_SC C_MW_After Competition Groups_29 | ENERGY STAR LED LAMPS (REFLECTOR LAMPs/MR16/PAR 16) | 0.3469% | 0 | 2.0177 | Residential_2033_SC C_MW_After Competition Groups_ENERGY STAR LED LAMPS (REFLECTOR LAMPs/MR16/PAR 16)
Residential | Res ¦ Duct Insulation MF | 2033 | SC C | MW | After Competition Groups | 1.7201 | 0 | 0 | 581.5884 | 0.0029576 | 30 | Residential_2033_SC C_MW_After Competition Groups_30 | Duct Insulation MF | 0.2958% | 0 | 1.7201 | Residential_2033_SC C_MW_After Competition Groups_Duct Insulation MF
Residential | Res ¦ Demand Control Ventilation | 2033 | SC C | MW | After Competition Groups | 1.4139 | 0 | 0 | 581.5884 | 0.0024312 | 31 | Residential_2033_SC C_MW_After Competition Groups_31 | Demand Control Ventilation | 0.2431% | 0 | 1.4139 | Residential_2033_SC C_MW_After Competition Groups_Demand Control Ventilation
Residential | Res ¦ Furnace Whistle | 2033 | SC C | MW | After Competition Groups | 1.3587 | 0 | 0 | 581.5884 | 0.0023362 | 32 | Residential_2033_SC C_MW_After Competition Groups_32 | Furnace Whistle | 0.2336% | 0 | 1.3587 | Residential_2033_SC C_MW_After Competition Groups_Furnace Whistle
Residential | Res ¦ Duct Insulation | 2033 | SC C | MW | After Competition Groups | 1.3208 | 0 | 0 | 581.5884 | 0.002271 | 33 | Residential_2033_SC C_MW_After Competition Groups_33 | Duct Insulation | 0.2271% | 0 | 1.3208 | Residential_2033_SC C_MW_After Competition Groups_Duct Insulation
Residential | Res ¦ CO Sensors for parking garage exhaust fans | 2033 | SC C | MW | After Competition Groups | 1.2496 | 0 | 0 | 581.5884 | 0.0021486 | 34 | Residential_2033_SC C_MW_After Competition Groups_34 | CO Sensors for parking garage exhaust fans | 0.2149% | 0 | 1.2496 | Residential_2033_SC C_MW_After Competition Groups_CO Sensors for parking garage exhaust fans
Residential | Res ¦ Comprehensive Draft Proofing | 2033 | SC C | MW | After Competition Groups | 1.1546 | 0 | 0 | 581.5884 | 0.0019852 | 35 | Residential_2033_SC C_MW_After Competition Groups_35 | Comprehensive Draft Proofing | 0.1985% | 0 | 1.1546 | Residential_2033_SC C_MW_After Competition Groups_Comprehensive Draft Proofing
Residential | Res ¦ Variable Frequency Drive (VFD) | 2033 | SC C | MW | After Competition Groups | 1.1199 | 0 | 0 | 581.5884 | 0.0019255 | 36 | Residential_2033_SC C_MW_After Competition Groups_36 | Variable Frequency Drive (VFD) | 0.1926% | 0 | 1.1199 | Residential_2033_SC C_MW_After Competition Groups_Variable Frequency Drive (VFD)
Residential | Res ¦ Condensing Make Up Air Unit | 2033 | SC C | MW | After Competition Groups | 0.99136 | 0 | 0 | 581.5884 | 0.0017046 | 37 | Residential_2033_SC C_MW_After Competition Groups_37 | Condensing Make Up Air Unit | 0.1705% | 0 | 0.99136 | Residential_2033_SC C_MW_After Competition Groups_Condensing Make Up Air Unit
Residential | Res ¦ Tankless Water Heater | 2033 | SC C | MW | After Competition Groups | 0.91501 | 0 | 0 | 581.5884 | 0.0015733 | 38 | Residential_2033_SC C_MW_After Competition Groups_38 | Tankless Water Heater | 0.1573% | 0 | 0.91501 | Residential_2033_SC C_MW_After Competition Groups_Tankless Water Heater
Residential | Res ¦ LED Parking Lot Fixture | 2033 | SC C | MW | After Competition Groups | 0.86304 | 0 | 0 | 581.5884 | 0.0014839 | 39 | Residential_2033_SC C_MW_After Competition Groups_39 | LED Parking Lot Fixture | 0.1484% | 0 | 0.86304 | Residential_2033_SC C_MW_After Competition Groups_LED Parking Lot Fixture
Residential | Res ¦ Water Heater Temperature Setback | 2033 | SC C | MW | After Competition Groups | 0.70825 | 0 | 0 | 581.5884 | 0.0012178 | 40 | Residential_2033_SC C_MW_After Competition Groups_40 | Water Heater Temperature Setback | 0.1218% | 0 | 0.70825 | Residential_2033_SC C_MW_After Competition Groups_Water Heater Temperature Setback
Residential | Res ¦ Heat Recovery Ventilator | 2033 | SC C | MW | After Competition Groups | 0.539 | 0 | 0 | 581.5884 | 0.00092678 | 41 | Residential_2033_SC C_MW_After Competition Groups_41 | Heat Recovery Ventilator | 0.09268% | 0 | 0.539 | Residential_2033_SC C_MW_After Competition Groups_Heat Recovery Ventilator
Residential | Res ¦ Clothes Drying Racks | 2033 | SC C | MW | After Competition Groups | 0.50693 | 0 | 0 | 581.5884 | 0.00087162 | 42 | Residential_2033_SC C_MW_After Competition Groups_42 | Clothes Drying Racks | 0.08716% | 0 | 0.50693 | Residential_2033_SC C_MW_After Competition Groups_Clothes Drying Racks
Residential | Res ¦ ENERGY STAR LED Lamps (General Service Lamps) | 2033 | SC C | MW | After Competition Groups | 0.44651 | 0 | 0 | 581.5884 | 0.00076775 | 43 | Residential_2033_SC C_MW_After Competition Groups_43 | ENERGY STAR LED Lamps (General Service Lamps) | 0.07677% | 0 | 0.44651 | Residential_2033_SC C_MW_After Competition Groups_ENERGY STAR LED Lamps (General Service Lamps)
Residential | Res ¦ LED Exterior Area Lights - LED Fixture (200W) | 2033 | SC C | MW | After Competition Groups | 0.41895 | 0 | 0 | 581.5884 | 0.00072036 | 44 | Residential_2033_SC C_MW_After Competition Groups_44 | LED Exterior Area Lights - LED Fixture (200W) | 0.07204% | 0 | 0.41895 | Residential_2033_SC C_MW_After Competition Groups_LED Exterior Area Lights - LED Fixture (200W)
Residential | Res ¦ VFD on Pumps | 2033 | SC C | MW | After Competition Groups | 0.34437 | 0 | 0 | 581.5884 | 0.00059212 | 45 | Residential_2033_SC C_MW_After Competition Groups_45 | VFD on Pumps | 0.05921% | 0 | 0.34437 | Residential_2033_SC C_MW_After Competition Groups_VFD on Pumps
Residential | Res ¦ ECM MOTORS FOR HVAC APPLICATION (FAN-POWERED VAV BOX) | 2033 | SC C | MW | After Competition Groups | 0.19757 | 0 | 0 | 581.5884 | 0.00033971 | 46 | Residential_2033_SC C_MW_After Competition Groups_46 | ECM MOTORS FOR HVAC APPLICATION (FAN-POWERED VAV BOX) | 0.03397% | 0 | 0.19757 | Residential_2033_SC C_MW_After Competition Groups_ECM MOTORS FOR HVAC APPLICATION (FAN-POWERED VAV BOX)
Residential | Res ¦ Chilled Water Optimization | 2033 | SC C | MW | After Competition Groups | 0.14419 | 0 | 0 | 581.5884 | 0.00024792 | 47 | Residential_2033_SC C_MW_After Competition Groups_47 | Chilled Water Optimization | 0.02479% | 0 | 0.14419 | Residential_2033_SC C_MW_After Competition Groups_Chilled Water Optimization
Residential | Res ¦ Beverage Vending Machine Controls | 2033 | SC C | MW | After Competition Groups | 0.13303 | 0 | 0 | 581.5884 | 0.00022873 | 48 | Residential_2033_SC C_MW_After Competition Groups_48 | Beverage Vending Machine Controls | 0.02287% | 0 | 0.13303 | Residential_2033_SC C_MW_After Competition Groups_Beverage Vending Machine Controls
Residential | Res ¦ Wall Insulation | 2033 | SC C | MW | After Competition Groups | 0.04197 | 0 | 0 | 581.5884 | 7.2164e-05 | 49 | Residential_2033_SC C_MW_After Competition Groups_49 | Wall Insulation | 0.007216% | 0 | 0.04197 | Residential_2033_SC C_MW_After Competition Groups_Wall Insulation
Residential | Res ¦ LED High Bay Fixture | 2033 | SC C | MW | After Competition Groups | 0.025509 | 0 | 0 | 581.5884 | 4.386e-05 | 50 | Residential_2033_SC C_MW_After Competition Groups_50 | LED High Bay Fixture | 0.004386% | 0 | 0.025509 | Residential_2033_SC C_MW_After Competition Groups_LED High Bay Fixture
Residential | Res ¦ Wall Insulation MF | 2033 | SC C | MW | After Competition Groups | 0.0042201 | 0 | 0 | 581.5884 | 7.2561e-06 | 51 | Residential_2033_SC C_MW_After Competition Groups_51 | Wall Insulation MF | 0.0007256% | 0 | 0.0042201 | Residential_2033_SC C_MW_After Competition Groups_Wall Insulation MF
Residential | Res ¦ Freezer Recycling | 2033 | SC C | MW | After Competition Groups | 0.00045713 | 0 | 0 | 581.5884 | 7.86e-07 | 52 | Residential_2033_SC C_MW_After Competition Groups_52 | Freezer Recycling | 7.86e-05% | 0 | 0.00045713 | Residential_2033_SC C_MW_After Competition Groups_Freezer Recycling
Residential | Res ¦ LED Downlight | 2033 | SC C | MW | After Competition Groups | 0 | 0 | 0 | 581.5884 | 0 | 53 | Residential_2033_SC C_MW_After Competition Groups_53 | LED Downlight | 0% | 0 | 0 | Residential_2033_SC C_MW_After Competition Groups_LED Downlight
Residential | Res ¦ Smart Power Bar | 2033 | SC C | MW | After Competition Groups | 0 | 0 | 0 | 581.5884 | 0 | 54 | Residential_2033_SC C_MW_After Competition Groups_54 | Smart Power Bar | 0% | 0 | 0 | Residential_2033_SC C_MW_After Competition Groups_Smart Power Bar
Residential | Res ¦ Ductless Mini-Split Heat Pump | 2033 | SC D | MW | After Competition Groups | 96.7823 | 5359342.3929 | 5.3593 | 478.7169 | 0.20217 | 1 | Residential_2033_SC D_MW_After Competition Groups_1 | Ductless Mini-Split Heat Pump | 20.22% | 5.3593 | 96.7823 | Residential_2033_SC D_MW_After Competition Groups_Ductless Mini-Split Heat Pump
Residential | Res ¦ Building Recommissioning, Operations and Maintenance (O&M) Improvements | 2033 | SC D | MW | After Competition Groups | 54.9685 | 840734.9313 | 0.84073 | 478.7169 | 0.11482 | 2 | Residential_2033_SC D_MW_After Competition Groups_2 | Building Recommissioning, Operations and Maintenance (O&M) Improvements | 11.48% | 0.84073 | 54.9685 | Residential_2033_SC D_MW_After Competition Groups_Building Recommissioning, Operations and Maintenance (O&M) Improvements
Residential | Res ¦ Energy Star Clothes Washer | 2033 | SC D | MW | After Competition Groups | 44.4334 | 3709137.0824 | 3.7091 | 478.7169 | 0.092818 | 3 | Residential_2033_SC D_MW_After Competition Groups_3 | Energy Star Clothes Washer | 9.282% | 3.7091 | 44.4334 | Residential_2033_SC D_MW_After Competition Groups_Energy Star Clothes Washer
Residential | Res ¦ Adaptive Thermostat | 2033 | SC D | MW | After Competition Groups | 32.9835 | 4147688.4338 | 4.1477 | 478.7169 | 0.0689 | 4 | Residential_2033_SC D_MW_After Competition Groups_4 | Adaptive Thermostat | 6.89% | 4.1477 | 32.9835 | Residential_2033_SC D_MW_After Competition Groups_Adaptive Thermostat
Residential | Res ¦ Variable Speed Pool Pump Motor | 2033 | SC D | MW | After Competition Groups | 25.9135 | 2703416.4503 | 2.7034 | 478.7169 | 0.054131 | 5 | Residential_2033_SC D_MW_After Competition Groups_5 | Variable Speed Pool Pump Motor | 5.413% | 2.7034 | 25.9135 | Residential_2033_SC D_MW_After Competition Groups_Variable Speed Pool Pump Motor
Residential | Res ¦ Energy Star Air Source Heat Pump | 2033 | SC D | MW | After Competition Groups | 25.3933 | 3058772.2328 | 3.0588 | 478.7169 | 0.053045 | 6 | Residential_2033_SC D_MW_After Competition Groups_6 | Energy Star Air Source Heat Pump | 5.304% | 3.0588 | 25.3933 | Residential_2033_SC D_MW_After Competition Groups_Energy Star Air Source Heat Pump
Residential | Res ¦ Energy Star Room Air Conditioner | 2033 | SC D | MW | After Competition Groups | 25.3482 | 2178530.9258 | 2.1785 | 478.7169 | 0.05295 | 7 | Residential_2033_SC D_MW_After Competition Groups_7 | Energy Star Room Air Conditioner | 5.295% | 2.1785 | 25.3482 | Residential_2033_SC D_MW_After Competition Groups_Energy Star Room Air Conditioner
Residential | Res ¦ Basement Wall Insulation | 2033 | SC D | MW | After Competition Groups | 23.0054 | 2852517.496 | 2.8525 | 478.7169 | 0.048056 | 8 | Residential_2033_SC D_MW_After Competition Groups_8 | Basement Wall Insulation | 4.806% | 2.8525 | 23.0054 | Residential_2033_SC D_MW_After Competition Groups_Basement Wall Insulation
Residential | Res ¦ Energy Star LED Bulbs General Purpose LEDs | 2033 | SC D | MW | After Competition Groups | 21.2349 | 0 | 0 | 478.7169 | 0.044358 | 9 | Residential_2033_SC D_MW_After Competition Groups_9 | Energy Star LED Bulbs General Purpose LEDs | 4.436% | 0 | 21.2349 | Residential_2033_SC D_MW_After Competition Groups_Energy Star LED Bulbs General Purpose LEDs
Residential | Res ¦ Energy Star LED Specialty Bulbs | 2033 | SC D | MW | After Competition Groups | 20.3874 | 32262.2455 | 0.032262 | 478.7169 | 0.042588 | 10 | Residential_2033_SC D_MW_After Competition Groups_10 | Energy Star LED Specialty Bulbs | 4.259% | 0.032262 | 20.3874 | Residential_2033_SC D_MW_After Competition Groups_Energy Star LED Specialty Bulbs
Residential | Res ¦ Energy Star A Line, PAR, MR Lamps | 2033 | SC D | MW | After Competition Groups | 14.0138 | 23457.4081 | 0.023457 | 478.7169 | 0.029274 | 11 | Residential_2033_SC D_MW_After Competition Groups_11 | Energy Star A Line, PAR, MR Lamps | 2.927% | 0.023457 | 14.0138 | Residential_2033_SC D_MW_After Competition Groups_Energy Star A Line, PAR, MR Lamps
Residential | Res ¦ High Efficiency Chiller (avg of water and air cooled) | 2033 | SC D | MW | After Competition Groups | 9.5598 | 166345.862 | 0.16635 | 478.7169 | 0.01997 | 12 | Residential_2033_SC D_MW_After Competition Groups_12 | High Efficiency Chiller (avg of water and air cooled) | 1.997% | 0.16635 | 9.5598 | Residential_2033_SC D_MW_After Competition Groups_High Efficiency Chiller (avg of water and air cooled)
Residential | Res ¦ Attic Insulation | 2033 | SC D | MW | After Competition Groups | 9.536 | 1891326.8113 | 1.8913 | 478.7169 | 0.01992 | 13 | Residential_2033_SC D_MW_After Competition Groups_13 | Attic Insulation | 1.992% | 1.8913 | 9.536 | Residential_2033_SC D_MW_After Competition Groups_Attic Insulation
Residential | Res ¦ Home Energy Reports | 2033 | SC D | MW | After Competition Groups | 9.0529 | 10832989.8899 | 10.833 | 478.7169 | 0.018911 | 14 | Residential_2033_SC D_MW_After Competition Groups_14 | Home Energy Reports | 1.891% | 10.833 | 9.0529 | Residential_2033_SC D_MW_After Competition Groups_Home Energy Reports
Residential | Res ¦ Energy Star Clothes Dryer | 2033 | SC D | MW | After Competition Groups | 8.6182 | 1021555.7748 | 1.0216 | 478.7169 | 0.018003 | 15 | Residential_2033_SC D_MW_After Competition Groups_15 | Energy Star Clothes Dryer | 1.8% | 1.0216 | 8.6182 | Residential_2033_SC D_MW_After Competition Groups_Energy Star Clothes Dryer
Residential | Res ¦ Advanced BAS/Controllers | 2033 | SC D | MW | After Competition Groups | 8.0453 | 873634.0116 | 0.87363 | 478.7169 | 0.016806 | 16 | Residential_2033_SC D_MW_After Competition Groups_16 | Advanced BAS/Controllers | 1.681% | 0.87363 | 8.0453 | Residential_2033_SC D_MW_After Competition Groups_Advanced BAS/Controllers
Residential | Res ¦ Energy Star Torchiere | 2033 | SC D | MW | After Competition Groups | 6.6792 | 558022.3963 | 0.55802 | 478.7169 | 0.013952 | 17 | Residential_2033_SC D_MW_After Competition Groups_17 | Energy Star Torchiere | 1.395% | 0.55802 | 6.6792 | Residential_2033_SC D_MW_After Competition Groups_Energy Star Torchiere
Residential | Res ¦ Occupancy Sensors MF | 2033 | SC D | MW | After Competition Groups | 6.6248 | 21978.3547 | 0.021978 | 478.7169 | 0.013839 | 18 | Residential_2033_SC D_MW_After Competition Groups_18 | Occupancy Sensors MF | 1.384% | 0.021978 | 6.6248 | Residential_2033_SC D_MW_After Competition Groups_Occupancy Sensors MF
Residential | Res ¦ Refrigerator Recycling | 2033 | SC D | MW | After Competition Groups | 3.8899 | 517102.1661 | 0.5171 | 478.7169 | 0.0081256 | 19 | Residential_2033_SC D_MW_After Competition Groups_19 | Refrigerator Recycling | 0.8126% | 0.5171 | 3.8899 | Residential_2033_SC D_MW_After Competition Groups_Refrigerator Recycling
Residential | Res ¦ LED Tube Re-Lamp | 2033 | SC D | MW | After Competition Groups | 3.4344 | 111269.8526 | 0.11127 | 478.7169 | 0.0071743 | 20 | Residential_2033_SC D_MW_After Competition Groups_20 | LED Tube Re-Lamp | 0.7174% | 0.11127 | 3.4344 | Residential_2033_SC D_MW_After Competition Groups_LED Tube Re-Lamp
Residential | Res ¦ Energy Star Freezer | 2033 | SC D | MW | After Competition Groups | 3.1647 | 389903.107 | 0.3899 | 478.7169 | 0.0066108 | 21 | Residential_2033_SC D_MW_After Competition Groups_21 | Energy Star Freezer | 0.6611% | 0.3899 | 3.1647 | Residential_2033_SC D_MW_After Competition Groups_Energy Star Freezer
Residential | Res ¦ Minimize Hot and Warm Clothes Wash | 2033 | SC D | MW | After Competition Groups | 2.9686 | 0 | 0 | 478.7169 | 0.0062012 | 22 | Residential_2033_SC D_MW_After Competition Groups_22 | Minimize Hot and Warm Clothes Wash | 0.6201% | 0 | 2.9686 | Residential_2033_SC D_MW_After Competition Groups_Minimize Hot and Warm Clothes Wash
Residential | Res ¦ Outside Air Economizer | 2033 | SC D | MW | After Competition Groups | 2.6752 | 219145.7465 | 0.21915 | 478.7169 | 0.0055882 | 23 | Residential_2033_SC D_MW_After Competition Groups_23 | Outside Air Economizer | 0.5588% | 0.21915 | 2.6752 | Residential_2033_SC D_MW_After Competition Groups_Outside Air Economizer
Residential | Res ¦ Smart Burners | 2033 | SC D | MW | After Competition Groups | 2.5828 | 2148610.4513 | 2.1486 | 478.7169 | 0.0053952 | 24 | Residential_2033_SC D_MW_After Competition Groups_24 | Smart Burners | 0.5395% | 2.1486 | 2.5828 | Residential_2033_SC D_MW_After Competition Groups_Smart Burners
Residential | Res ¦ Energy Star Light Fixture | 2033 | SC D | MW | After Competition Groups | 2.1695 | 0 | 0 | 478.7169 | 0.004532 | 25 | Residential_2033_SC D_MW_After Competition Groups_25 | Energy Star Light Fixture | 0.4532% | 0 | 2.1695 | Residential_2033_SC D_MW_After Competition Groups_Energy Star Light Fixture
Residential | Res ¦ ENERGY STAR LED LAMPS (REFLECTOR LAMPs/MR16/PAR 16) | 2033 | SC D | MW | After Competition Groups | 2.0177 | 26069.452 | 0.026069 | 478.7169 | 0.0042148 | 26 | Residential_2033_SC D_MW_After Competition Groups_26 | ENERGY STAR LED LAMPS (REFLECTOR LAMPs/MR16/PAR 16) | 0.4215% | 0.026069 | 2.0177 | Residential_2033_SC D_MW_After Competition Groups_ENERGY STAR LED LAMPS (REFLECTOR LAMPs/MR16/PAR 16)
Residential | Res ¦ Air Sealing | 2033 | SC D | MW | After Competition Groups | 1.7188 | 0 | 0 | 478.7169 | 0.0035905 | 27 | Residential_2033_SC D_MW_After Competition Groups_27 | Air Sealing | 0.359% | 0 | 1.7188 | Residential_2033_SC D_MW_After Competition Groups_Air Sealing
Residential | Res ¦ Furnace Whistle | 2033 | SC D | MW | After Competition Groups | 1.3587 | 34932.7579 | 0.034933 | 478.7169 | 0.0028383 | 28 | Residential_2033_SC D_MW_After Competition Groups_28 | Furnace Whistle | 0.2838% | 0.034933 | 1.3587 | Residential_2033_SC D_MW_After Competition Groups_Furnace Whistle
Residential | Res ¦ Energy Star Dehumidifier | 2033 | SC D | MW | After Competition Groups | 1.2073 | 256928.8873 | 0.25693 | 478.7169 | 0.002522 | 29 | Residential_2033_SC D_MW_After Competition Groups_29 | Energy Star Dehumidifier | 0.2522% | 0.25693 | 1.2073 | Residential_2033_SC D_MW_After Competition Groups_Energy Star Dehumidifier
Residential | Res ¦ Comprehensive Draft Proofing | 2033 | SC D | MW | After Competition Groups | 1.0482 | 0 | 0 | 478.7169 | 0.0021896 | 30 | Residential_2033_SC D_MW_After Competition Groups_30 | Comprehensive Draft Proofing | 0.219% | 0 | 1.0482 | Residential_2033_SC D_MW_After Competition Groups_Comprehensive Draft Proofing
Residential | Res ¦ LED Parking Lot Fixture | 2033 | SC D | MW | After Competition Groups | 0.86304 | 0 | 0 | 478.7169 | 0.0018028 | 31 | Residential_2033_SC D_MW_After Competition Groups_31 | LED Parking Lot Fixture | 0.1803% | 0 | 0.86304 | Residential_2033_SC D_MW_After Competition Groups_LED Parking Lot Fixture
Residential | Res ¦ Variable Frequency Drive (VFD) | 2033 | SC D | MW | After Competition Groups | 0.85412 | 112869.2176 | 0.11287 | 478.7169 | 0.0017842 | 32 | Residential_2033_SC D_MW_After Competition Groups_32 | Variable Frequency Drive (VFD) | 0.1784% | 0.11287 | 0.85412 | Residential_2033_SC D_MW_After Competition Groups_Variable Frequency Drive (VFD)
Residential | Res ¦ CO Sensors for parking garage exhaust fans | 2033 | SC D | MW | After Competition Groups | 0.79991 | 121065.6893 | 0.12107 | 478.7169 | 0.001671 | 33 | Residential_2033_SC D_MW_After Competition Groups_33 | CO Sensors for parking garage exhaust fans | 0.1671% | 0.12107 | 0.79991 | Residential_2033_SC D_MW_After Competition Groups_CO Sensors for parking garage exhaust fans
Residential | Res ¦ Water Heater Temperature Setback | 2033 | SC D | MW | After Competition Groups | 0.64607 | 15243.6145 | 0.015244 | 478.7169 | 0.0013496 | 34 | Residential_2033_SC D_MW_After Competition Groups_34 | Water Heater Temperature Setback | 0.135% | 0.015244 | 0.64607 | Residential_2033_SC D_MW_After Competition Groups_Water Heater Temperature Setback
Residential | Res ¦ Floor Insulation | 2033 | SC D | MW | After Competition Groups | 0.62187 | 95044.3484 | 0.095044 | 478.7169 | 0.001299 | 35 | Residential_2033_SC D_MW_After Competition Groups_35 | Floor Insulation | 0.1299% | 0.095044 | 0.62187 | Residential_2033_SC D_MW_After Competition Groups_Floor Insulation
Residential | Res ¦ Demand Control Ventilation | 2033 | SC D | MW | After Competition Groups | 0.56374 | 0 | 0 | 478.7169 | 0.0011776 | 36 | Residential_2033_SC D_MW_After Competition Groups_36 | Demand Control Ventilation | 0.1178% | 0 | 0.56374 | Residential_2033_SC D_MW_After Competition Groups_Demand Control Ventilation
Residential | Res ¦ Clothes Drying Racks | 2033 | SC D | MW | After Competition Groups | 0.50693 | 0 | 0 | 478.7169 | 0.0010589 | 37 | Residential_2033_SC D_MW_After Competition Groups_37 | Clothes Drying Racks | 0.1059% | 0 | 0.50693 | Residential_2033_SC D_MW_After Competition Groups_Clothes Drying Racks
Residential | Res ¦ Tankless Water Heater | 2033 | SC D | MW | After Competition Groups | 0.47513 | 132983.2398 | 0.13298 | 478.7169 | 0.00099251 | 38 | Residential_2033_SC D_MW_After Competition Groups_38 | Tankless Water Heater | 0.09925% | 0.13298 | 0.47513 | Residential_2033_SC D_MW_After Competition Groups_Tankless Water Heater
Residential | Res ¦ ENERGY STAR LED Lamps (General Service Lamps) | 2033 | SC D | MW | After Competition Groups | 0.44651 | 7508.2483 | 0.0075082 | 478.7169 | 0.00093273 | 39 | Residential_2033_SC D_MW_After Competition Groups_39 | ENERGY STAR LED Lamps (General Service Lamps) | 0.09327% | 0.0075082 | 0.44651 | Residential_2033_SC D_MW_After Competition Groups_ENERGY STAR LED Lamps (General Service Lamps)
Residential | Res ¦ LED Exterior Area Lights - LED Fixture (200W) | 2033 | SC D | MW | After Competition Groups | 0.3864 | 0 | 0 | 478.7169 | 0.00080715 | 40 | Residential_2033_SC D_MW_After Competition Groups_40 | LED Exterior Area Lights - LED Fixture (200W) | 0.08072% | 0 | 0.3864 | Residential_2033_SC D_MW_After Competition Groups_LED Exterior Area Lights - LED Fixture (200W)
Residential | Res ¦ Condensing Make Up Air Unit | 2033 | SC D | MW | After Competition Groups | 0.34894 | 99553.7215 | 0.099554 | 478.7169 | 0.0007289 | 41 | Residential_2033_SC D_MW_After Competition Groups_41 | Condensing Make Up Air Unit | 0.07289% | 0.099554 | 0.34894 | Residential_2033_SC D_MW_After Competition Groups_Condensing Make Up Air Unit
Residential | Res ¦ Duct Insulation | 2033 | SC D | MW | After Competition Groups | 0.33563 | 28839.6757 | 0.02884 | 478.7169 | 0.00070111 | 42 | Residential_2033_SC D_MW_After Competition Groups_42 | Duct Insulation | 0.07011% | 0.02884 | 0.33563 | Residential_2033_SC D_MW_After Competition Groups_Duct Insulation
Residential | Res ¦ VFD on Pumps | 2033 | SC D | MW | After Competition Groups | 0.2424 | 32836.6996 | 0.032837 | 478.7169 | 0.00050635 | 43 | Residential_2033_SC D_MW_After Competition Groups_43 | VFD on Pumps | 0.05063% | 0.032837 | 0.2424 | Residential_2033_SC D_MW_After Competition Groups_VFD on Pumps
Residential | Res ¦ Duct Insulation MF | 2033 | SC D | MW | After Competition Groups | 0.19814 | 28433.3172 | 0.028433 | 478.7169 | 0.00041389 | 44 | Residential_2033_SC D_MW_After Competition Groups_44 | Duct Insulation MF | 0.04139% | 0.028433 | 0.19814 | Residential_2033_SC D_MW_After Competition Groups_Duct Insulation MF
Residential | Res ¦ Heat Recovery Ventilator | 2033 | SC D | MW | After Competition Groups | 0.18596 | 0 | 0 | 478.7169 | 0.00038845 | 45 | Residential_2033_SC D_MW_After Competition Groups_45 | Heat Recovery Ventilator | 0.03885% | 0 | 0.18596 | Residential_2033_SC D_MW_After Competition Groups_Heat Recovery Ventilator
Residential | Res ¦ ECM MOTORS FOR HVAC APPLICATION (FAN-POWERED VAV BOX) | 2033 | SC D | MW | After Competition Groups | 0.15422 | 25400.1183 | 0.0254 | 478.7169 | 0.00032216 | 46 | Residential_2033_SC D_MW_After Competition Groups_46 | ECM MOTORS FOR HVAC APPLICATION (FAN-POWERED VAV BOX) | 0.03222% | 0.0254 | 0.15422 | Residential_2033_SC D_MW_After Competition Groups_ECM MOTORS FOR HVAC APPLICATION (FAN-POWERED VAV BOX)
Residential | Res ¦ Chilled Water Optimization | 2033 | SC D | MW | After Competition Groups | 0.14419 | 197.8813 | 0.00019788 | 478.7169 | 0.0003012 | 47 | Residential_2033_SC D_MW_After Competition Groups_47 | Chilled Water Optimization | 0.03012% | 0.00019788 | 0.14419 | Residential_2033_SC D_MW_After Competition Groups_Chilled Water Optimization
Residential | Res ¦ Beverage Vending Machine Controls | 2033 | SC D | MW | After Competition Groups | 0.1065 | 7806.7775 | 0.0078068 | 478.7169 | 0.00022247 | 48 | Residential_2033_SC D_MW_After Competition Groups_48 | Beverage Vending Machine Controls | 0.02225% | 0.0078068 | 0.1065 | Residential_2033_SC D_MW_After Competition Groups_Beverage Vending Machine Controls
Residential | Res ¦ LED High Bay Fixture | 2033 | SC D | MW | After Competition Groups | 0.010424 | 3381.6639 | 0.0033817 | 478.7169 | 2.1775e-05 | 49 | Residential_2033_SC D_MW_After Competition Groups_49 | LED High Bay Fixture | 0.002177% | 0.0033817 | 0.010424 | Residential_2033_SC D_MW_After Competition Groups_LED High Bay Fixture
Residential | Res ¦ Wall Insulation | 2033 | SC D | MW | After Competition Groups | 0.0073362 | 6077.8772 | 0.0060779 | 478.7169 | 1.5325e-05 | 50 | Residential_2033_SC D_MW_After Competition Groups_50 | Wall Insulation | 0.001532% | 0.0060779 | 0.0073362 | Residential_2033_SC D_MW_After Competition Groups_Wall Insulation
Residential | Res ¦ Wall Insulation MF | 2033 | SC D | MW | After Competition Groups | 0.0025922 | 0 | 0 | 478.7169 | 5.4149e-06 | 51 | Residential_2033_SC D_MW_After Competition Groups_51 | Wall Insulation MF | 0.0005415% | 0 | 0.0025922 | Residential_2033_SC D_MW_After Competition Groups_Wall Insulation MF
Residential | Res ¦ Freezer Recycling | 2033 | SC D | MW | After Competition Groups | 0.00045713 | 0 | 0 | 478.7169 | 9.549e-07 | 52 | Residential_2033_SC D_MW_After Competition Groups_52 | Freezer Recycling | 9.549e-05% | 0 | 0.00045713 | Residential_2033_SC D_MW_After Competition Groups_Freezer Recycling
Residential | Res ¦ LED Downlight | 2033 | SC D | MW | After Competition Groups | 0 | 0 | 0 | 478.7169 | 0 | 53 | Residential_2033_SC D_MW_After Competition Groups_53 | LED Downlight | 0% | 0 | 0 | Residential_2033_SC D_MW_After Competition Groups_LED Downlight
Residential | Res ¦ Smart Power Bar | 2033 | SC D | MW | After Competition Groups | 0 | 0 | 0 | 478.7169 | 0 | 54 | Residential_2033_SC D_MW_After Competition Groups_54 | Smart Power Bar | 0% | 0 | 0 | Residential_2033_SC D_MW_After Competition Groups_Smart Power Bar
Residential | Res ¦ Energy Star Central Air Conditioner | 2033 | Technical | MW | After Competition Groups | 249.5992 | 0 | 0 | 2372.1736 | 0.10522 | 1 | Residential_2033_Technical_MW_After Competition Groups_1 | Energy Star Central Air Conditioner | 10.52% | 0 | 249.5992 | Residential_2033_Technical_MW_After Competition Groups_Energy Star Central Air Conditioner
Residential | Res ¦ Adaptive Thermostat | 2033 | Technical | MW | After Competition Groups | 199.9476 | 0 | 0 | 2372.1736 | 0.084289 | 2 | Residential_2033_Technical_MW_After Competition Groups_2 | Adaptive Thermostat | 8.429% | 0 | 199.9476 | Residential_2033_Technical_MW_After Competition Groups_Adaptive Thermostat
Residential | Res ¦ Energy Star Ground Source Heat Pump | 2033 | Technical | MW | After Competition Groups | 193.7221 | 0 | 0 | 2372.1736 | 0.081664 | 3 | Residential_2033_Technical_MW_After Competition Groups_3 | Energy Star Ground Source Heat Pump | 8.166% | 0 | 193.7221 | Residential_2033_Technical_MW_After Competition Groups_Energy Star Ground Source Heat Pump
Residential | Res ¦ Ductless Mini-Split Heat Pump | 2033 | Technical | MW | After Competition Groups | 192.5274 | 0 | 0 | 2372.1736 | 0.081161 | 4 | Residential_2033_Technical_MW_After Competition Groups_4 | Ductless Mini-Split Heat Pump | 8.116% | 0 | 192.5274 | Residential_2033_Technical_MW_After Competition Groups_Ductless Mini-Split Heat Pump
Residential | Res ¦ Ductless Mini-Split Air Conditioner | 2033 | Technical | MW | After Competition Groups | 185.2898 | 0 | 0 | 2372.1736 | 0.07811 | 5 | Residential_2033_Technical_MW_After Competition Groups_5 | Ductless Mini-Split Air Conditioner | 7.811% | 0 | 185.2898 | Residential_2033_Technical_MW_After Competition Groups_Ductless Mini-Split Air Conditioner
Residential | Res ¦ Smart Burners | 2033 | Technical | MW | After Competition Groups | 129.3955 | 0 | 0 | 2372.1736 | 0.054547 | 6 | Residential_2033_Technical_MW_After Competition Groups_6 | Smart Burners | 5.455% | 0 | 129.3955 | Residential_2033_Technical_MW_After Competition Groups_Smart Burners
Residential | Res ¦ Energy Star Refrigerator | 2033 | Technical | MW | After Competition Groups | 107.4497 | 0 | 0 | 2372.1736 | 0.045296 | 7 | Residential_2033_Technical_MW_After Competition Groups_7 | Energy Star Refrigerator | 4.53% | 0 | 107.4497 | Residential_2033_Technical_MW_After Competition Groups_Energy Star Refrigerator
Residential | Res ¦ Heat Pump Clothes Dryer | 2033 | Technical | MW | After Competition Groups | 95.5564 | 0 | 0 | 2372.1736 | 0.040282 | 8 | Residential_2033_Technical_MW_After Competition Groups_8 | Heat Pump Clothes Dryer | 4.028% | 0 | 95.5564 | Residential_2033_Technical_MW_After Competition Groups_Heat Pump Clothes Dryer
Residential | Res ¦ Energy Star Clothes Washer | 2033 | Technical | MW | After Competition Groups | 88.5827 | 0 | 0 | 2372.1736 | 0.037342 | 9 | Residential_2033_Technical_MW_After Competition Groups_9 | Energy Star Clothes Washer | 3.734% | 0 | 88.5827 | Residential_2033_Technical_MW_After Competition Groups_Energy Star Clothes Washer
Residential | Res ¦ Building Recommissioning, Operations and Maintenance (O&M) Improvements | 2033 | Technical | MW | After Competition Groups | 77.6213 | 0 | 0 | 2372.1736 | 0.032722 | 10 | Residential_2033_Technical_MW_After Competition Groups_10 | Building Recommissioning, Operations and Maintenance (O&M) Improvements | 3.272% | 0 | 77.6213 | Residential_2033_Technical_MW_After Competition Groups_Building Recommissioning, Operations and Maintenance (O&M) Improvements
Residential | Res ¦ Basement Wall Insulation | 2033 | Technical | MW | After Competition Groups | 71.5945 | 0 | 0 | 2372.1736 | 0.030181 | 11 | Residential_2033_Technical_MW_After Competition Groups_11 | Basement Wall Insulation | 3.018% | 0 | 71.5945 | Residential_2033_Technical_MW_After Competition Groups_Basement Wall Insulation
Residential | Res ¦ Energy Star LED Bulbs General Purpose LEDs | 2033 | Technical | MW | After Competition Groups | 61.4876 | 0 | 0 | 2372.1736 | 0.02592 | 12 | Residential_2033_Technical_MW_After Competition Groups_12 | Energy Star LED Bulbs General Purpose LEDs | 2.592% | 0 | 61.4876 | Residential_2033_Technical_MW_After Competition Groups_Energy Star LED Bulbs General Purpose LEDs
Residential | Res ¦ Basement or Crawlspace Insulation | 2033 | Technical | MW | After Competition Groups | 59.4541 | 0 | 0 | 2372.1736 | 0.025063 | 13 | Residential_2033_Technical_MW_After Competition Groups_13 | Basement or Crawlspace Insulation | 2.506% | 0 | 59.4541 | Residential_2033_Technical_MW_After Competition Groups_Basement or Crawlspace Insulation
Residential | Res ¦ Smart Power Bar | 2033 | Technical | MW | After Competition Groups | 57.5595 | 0 | 0 | 2372.1736 | 0.024264 | 14 | Residential_2033_Technical_MW_After Competition Groups_14 | Smart Power Bar | 2.426% | 0 | 57.5595 | Residential_2033_Technical_MW_After Competition Groups_Smart Power Bar
Residential | Res ¦ Variable Speed Pool Pump Motor | 2033 | Technical | MW | After Competition Groups | 55.4441 | 0 | 0 | 2372.1736 | 0.023373 | 15 | Residential_2033_Technical_MW_After Competition Groups_15 | Variable Speed Pool Pump Motor | 2.337% | 0 | 55.4441 | Residential_2033_Technical_MW_After Competition Groups_Variable Speed Pool Pump Motor
Residential | Res ¦ Attic Insulation | 2033 | Technical | MW | After Competition Groups | 55.2306 | 0 | 0 | 2372.1736 | 0.023283 | 16 | Residential_2033_Technical_MW_After Competition Groups_16 | Attic Insulation | 2.328% | 0 | 55.2306 | Residential_2033_Technical_MW_After Competition Groups_Attic Insulation
Residential | Res ¦ Energy Star A Line, PAR, MR Lamps | 2033 | Technical | MW | After Competition Groups | 48.5624 | 0 | 0 | 2372.1736 | 0.020472 | 17 | Residential_2033_Technical_MW_After Competition Groups_17 | Energy Star A Line, PAR, MR Lamps | 2.047% | 0 | 48.5624 | Residential_2033_Technical_MW_After Competition Groups_Energy Star A Line, PAR, MR Lamps
Residential | Res ¦ Wall Insulation | 2033 | Technical | MW | After Competition Groups | 43.152 | 0 | 0 | 2372.1736 | 0.018191 | 18 | Residential_2033_Technical_MW_After Competition Groups_18 | Wall Insulation | 1.819% | 0 | 43.152 | Residential_2033_Technical_MW_After Competition Groups_Wall Insulation
Residential | Res ¦ Lighting Motion Sensors, Timers, Dimmers | 2033 | Technical | MW | After Competition Groups | 36.7519 | 0 | 0 | 2372.1736 | 0.015493 | 19 | Residential_2033_Technical_MW_After Competition Groups_19 | Lighting Motion Sensors, Timers, Dimmers | 1.549% | 0 | 36.7519 | Residential_2033_Technical_MW_After Competition Groups_Lighting Motion Sensors, Timers, Dimmers
Residential | Res ¦ Variable Refrigerant Flow Heat Pump | 2033 | Technical | MW | After Competition Groups | 31.7405 | 0 | 0 | 2372.1736 | 0.01338 | 20 | Residential_2033_Technical_MW_After Competition Groups_20 | Variable Refrigerant Flow Heat Pump | 1.338% | 0 | 31.7405 | Residential_2033_Technical_MW_After Competition Groups_Variable Refrigerant Flow Heat Pump
Residential | Res ¦ Home Energy Reports | 2033 | Technical | MW | After Competition Groups | 25.3007 | 0 | 0 | 2372.1736 | 0.010666 | 21 | Residential_2033_Technical_MW_After Competition Groups_21 | Home Energy Reports | 1.067% | 0 | 25.3007 | Residential_2033_Technical_MW_After Competition Groups_Home Energy Reports
Residential | Res ¦ Ceiling Insulation | 2033 | Technical | MW | After Competition Groups | 21.6309 | 0 | 0 | 2372.1736 | 0.0091186 | 22 | Residential_2033_Technical_MW_After Competition Groups_22 | Ceiling Insulation | 0.9119% | 0 | 21.6309 | Residential_2033_Technical_MW_After Competition Groups_Ceiling Insulation
Residential | Res ¦ Energy Star Light Fixture | 2033 | Technical | MW | After Competition Groups | 19.6618 | 0 | 0 | 2372.1736 | 0.0082885 | 23 | Residential_2033_Technical_MW_After Competition Groups_23 | Energy Star Light Fixture | 0.8289% | 0 | 19.6618 | Residential_2033_Technical_MW_After Competition Groups_Energy Star Light Fixture
Residential | Res ¦ Duct Insulation | 2033 | Technical | MW | After Competition Groups | 17.7823 | 0 | 0 | 2372.1736 | 0.0074962 | 24 | Residential_2033_Technical_MW_After Competition Groups_24 | Duct Insulation | 0.7496% | 0 | 17.7823 | Residential_2033_Technical_MW_After Competition Groups_Duct Insulation
Residential | Res ¦ Energy Star Torchiere | 2033 | Technical | MW | After Competition Groups | 15.488 | 0 | 0 | 2372.1736 | 0.006529 | 25 | Residential_2033_Technical_MW_After Competition Groups_25 | Energy Star Torchiere | 0.6529% | 0 | 15.488 | Residential_2033_Technical_MW_After Competition Groups_Energy Star Torchiere
Residential | Res ¦ Air Sealing | 2033 | Technical | MW | After Competition Groups | 15.229 | 0 | 0 | 2372.1736 | 0.0064198 | 26 | Residential_2033_Technical_MW_After Competition Groups_26 | Air Sealing | 0.642% | 0 | 15.229 | Residential_2033_Technical_MW_After Competition Groups_Air Sealing
Residential | Res ¦ Central Air Conditioner Maintenance | 2033 | Technical | MW | After Competition Groups | 14.4752 | 0 | 0 | 2372.1736 | 0.0061021 | 27 | Residential_2033_Technical_MW_After Competition Groups_27 | Central Air Conditioner Maintenance | 0.6102% | 0 | 14.4752 | Residential_2033_Technical_MW_After Competition Groups_Central Air Conditioner Maintenance
Residential | Res ¦ Floor Insulation | 2033 | Technical | MW | After Competition Groups | 14.4751 | 0 | 0 | 2372.1736 | 0.006102 | 28 | Residential_2033_Technical_MW_After Competition Groups_28 | Floor Insulation | 0.6102% | 0 | 14.4751 | Residential_2033_Technical_MW_After Competition Groups_Floor Insulation
Residential | Res ¦ Dehumidifier Recycling | 2033 | Technical | MW | After Competition Groups | 13.352 | 0 | 0 | 2372.1736 | 0.0056286 | 29 | Residential_2033_Technical_MW_After Competition Groups_29 | Dehumidifier Recycling | 0.5629% | 0 | 13.352 | Residential_2033_Technical_MW_After Competition Groups_Dehumidifier Recycling
Residential | Res ¦ Advanced BAS/Controllers | 2033 | Technical | MW | After Competition Groups | 11.3608 | 0 | 0 | 2372.1736 | 0.0047892 | 30 | Residential_2033_Technical_MW_After Competition Groups_30 | Advanced BAS/Controllers | 0.4789% | 0 | 11.3608 | Residential_2033_Technical_MW_After Competition Groups_Advanced BAS/Controllers
Residential | Res ¦ High Efficiency Chiller (avg of water and air cooled) | 2033 | Technical | MW | After Competition Groups | 10.8358 | 0 | 0 | 2372.1736 | 0.0045679 | 31 | Residential_2033_Technical_MW_After Competition Groups_31 | High Efficiency Chiller (avg of water and air cooled) | 0.4568% | 0 | 10.8358 | Residential_2033_Technical_MW_After Competition Groups_High Efficiency Chiller (avg of water and air cooled)
Residential | Res ¦ Clothes Drying Racks | 2033 | Technical | MW | After Competition Groups | 10.5132 | 0 | 0 | 2372.1736 | 0.0044319 | 32 | Residential_2033_Technical_MW_After Competition Groups_32 | Clothes Drying Racks | 0.4432% | 0 | 10.5132 | Residential_2033_Technical_MW_After Competition Groups_Clothes Drying Racks
Residential | Res ¦ Energy Star Freezer | 2033 | Technical | MW | After Competition Groups | 10.4967 | 0 | 0 | 2372.1736 | 0.0044249 | 33 | Residential_2033_Technical_MW_After Competition Groups_33 | Energy Star Freezer | 0.4425% | 0 | 10.4967 | Residential_2033_Technical_MW_After Competition Groups_Energy Star Freezer
Residential | Res ¦ Refrigerator Recycling | 2033 | Technical | MW | After Competition Groups | 8.9092 | 0 | 0 | 2372.1736 | 0.0037557 | 34 | Residential_2033_Technical_MW_After Competition Groups_34 | Refrigerator Recycling | 0.3756% | 0 | 8.9092 | Residential_2033_Technical_MW_After Competition Groups_Refrigerator Recycling
Residential | Res ¦ Freezer Recycling | 2033 | Technical | MW | After Competition Groups | 8.2997 | 0 | 0 | 2372.1736 | 0.0034988 | 35 | Residential_2033_Technical_MW_After Competition Groups_35 | Freezer Recycling | 0.3499% | 0 | 8.2997 | Residential_2033_Technical_MW_After Competition Groups_Freezer Recycling
Residential | Res ¦ Occupancy Sensors MF | 2033 | Technical | MW | After Competition Groups | 7.9554 | 0 | 0 | 2372.1736 | 0.0033536 | 36 | Residential_2033_Technical_MW_After Competition Groups_36 | Occupancy Sensors MF | 0.3354% | 0 | 7.9554 | Residential_2033_Technical_MW_After Competition Groups_Occupancy Sensors MF
Residential | Res ¦ Energy Star Dehumidifier | 2033 | Technical | MW | After Competition Groups | 7.8451 | 0 | 0 | 2372.1736 | 0.0033071 | 37 | Residential_2033_Technical_MW_After Competition Groups_37 | Energy Star Dehumidifier | 0.3307% | 0 | 7.8451 | Residential_2033_Technical_MW_After Competition Groups_Energy Star Dehumidifier
Residential | Res ¦ Duct Insulation MF | 2033 | Technical | MW | After Competition Groups | 7.8447 | 0 | 0 | 2372.1736 | 0.003307 | 38 | Residential_2033_Technical_MW_After Competition Groups_38 | Duct Insulation MF | 0.3307% | 0 | 7.8447 | Residential_2033_Technical_MW_After Competition Groups_Duct Insulation MF
Residential | Res ¦ Energy Star Windows | 2033 | Technical | MW | After Competition Groups | 6.1607 | 0 | 0 | 2372.1736 | 0.0025971 | 39 | Residential_2033_Technical_MW_After Competition Groups_39 | Energy Star Windows | 0.2597% | 0 | 6.1607 | Residential_2033_Technical_MW_After Competition Groups_Energy Star Windows
Residential | Res ¦ Furnace with ECM | 2033 | Technical | MW | After Competition Groups | 5.8341 | 0 | 0 | 2372.1736 | 0.0024594 | 40 | Residential_2033_Technical_MW_After Competition Groups_40 | Furnace with ECM | 0.2459% | 0 | 5.8341 | Residential_2033_Technical_MW_After Competition Groups_Furnace with ECM
Residential | Res ¦ Heat Pump Water Heater | 2033 | Technical | MW | After Competition Groups | 5.6547 | 0 | 0 | 2372.1736 | 0.0023838 | 41 | Residential_2033_Technical_MW_After Competition Groups_41 | Heat Pump Water Heater | 0.2384% | 0 | 5.6547 | Residential_2033_Technical_MW_After Competition Groups_Heat Pump Water Heater
Residential | Res ¦ Heat Recovery Ventilator | 2033 | Technical | MW | After Competition Groups | 5.1566 | 0 | 0 | 2372.1736 | 0.0021738 | 42 | Residential_2033_Technical_MW_After Competition Groups_42 | Heat Recovery Ventilator | 0.2174% | 0 | 5.1566 | Residential_2033_Technical_MW_After Competition Groups_Heat Recovery Ventilator
Residential | Res ¦ Central Lighting Control System | 2033 | Technical | MW | After Competition Groups | 5.0671 | 0 | 0 | 2372.1736 | 0.0021361 | 43 | Residential_2033_Technical_MW_After Competition Groups_43 | Central Lighting Control System | 0.2136% | 0 | 5.0671 | Residential_2033_Technical_MW_After Competition Groups_Central Lighting Control System
Residential | Res ¦ Energy Star Ceiling Fan/Lighting | 2033 | Technical | MW | After Competition Groups | 4.5028 | 0 | 0 | 2372.1736 | 0.0018982 | 44 | Residential_2033_Technical_MW_After Competition Groups_44 | Energy Star Ceiling Fan/Lighting | 0.1898% | 0 | 4.5028 | Residential_2033_Technical_MW_After Competition Groups_Energy Star Ceiling Fan/Lighting
Residential | Res ¦ LED Downlight | 2033 | Technical | MW | After Competition Groups | 4.4556 | 0 | 0 | 2372.1736 | 0.0018783 | 45 | Residential_2033_Technical_MW_After Competition Groups_45 | LED Downlight | 0.1878% | 0 | 4.4556 | Residential_2033_Technical_MW_After Competition Groups_LED Downlight
Residential | Res ¦ Minimize Hot and Warm Clothes Wash | 2033 | Technical | MW | After Competition Groups | 4.4037 | 0 | 0 | 2372.1736 | 0.0018564 | 46 | Residential_2033_Technical_MW_After Competition Groups_46 | Minimize Hot and Warm Clothes Wash | 0.1856% | 0 | 4.4037 | Residential_2033_Technical_MW_After Competition Groups_Minimize Hot and Warm Clothes Wash
Residential | Res ¦ INTEGRAL LED TROFFERS | 2033 | Technical | MW | After Competition Groups | 4.3526 | 0 | 0 | 2372.1736 | 0.0018349 | 47 | Residential_2033_Technical_MW_After Competition Groups_47 | INTEGRAL LED TROFFERS | 0.1835% | 0 | 4.3526 | Residential_2033_Technical_MW_After Competition Groups_INTEGRAL LED TROFFERS
Residential | Res ¦ LED Tube Re-Lamp | 2033 | Technical | MW | After Competition Groups | 3.9857 | 0 | 0 | 2372.1736 | 0.0016802 | 48 | Residential_2033_Technical_MW_After Competition Groups_48 | LED Tube Re-Lamp | 0.168% | 0 | 3.9857 | Residential_2033_Technical_MW_After Competition Groups_LED Tube Re-Lamp
Residential | Res ¦ Passive Attic Ventilation | 2033 | Technical | MW | After Competition Groups | 3.7668 | 0 | 0 | 2372.1736 | 0.0015879 | 49 | Residential_2033_Technical_MW_After Competition Groups_49 | Passive Attic Ventilation | 0.1588% | 0 | 3.7668 | Residential_2033_Technical_MW_After Competition Groups_Passive Attic Ventilation
Residential | Res ¦ Outside Air Economizer | 2033 | Technical | MW | After Competition Groups | 3.3364 | 0 | 0 | 2372.1736 | 0.0014065 | 50 | Residential_2033_Technical_MW_After Competition Groups_50 | Outside Air Economizer | 0.1406% | 0 | 3.3364 | Residential_2033_Technical_MW_After Competition Groups_Outside Air Economizer
Residential | Res ¦ Early Hot Water Heater Replacement | 2033 | Technical | MW | After Competition Groups | 2.8579 | 0 | 0 | 2372.1736 | 0.0012048 | 51 | Residential_2033_Technical_MW_After Competition Groups_51 | Early Hot Water Heater Replacement | 0.1205% | 0 | 2.8579 | Residential_2033_Technical_MW_After Competition Groups_Early Hot Water Heater Replacement
Residential | Res ¦ Energy Star Dishwasher | 2033 | Technical | MW | After Competition Groups | 2.8506 | 0 | 0 | 2372.1736 | 0.0012017 | 52 | Residential_2033_Technical_MW_After Competition Groups_52 | Energy Star Dishwasher | 0.1202% | 0 | 2.8506 | Residential_2033_Technical_MW_After Competition Groups_Energy Star Dishwasher
Residential | Res ¦ Air Source Heat Pump Maintenance | 2033 | Technical | MW | After Competition Groups | 2.532 | 0 | 0 | 2372.1736 | 0.0010674 | 53 | Residential_2033_Technical_MW_After Competition Groups_53 | Air Source Heat Pump Maintenance | 0.1067% | 0 | 2.532 | Residential_2033_Technical_MW_After Competition Groups_Air Source Heat Pump Maintenance
Residential | Res ¦ CO Sensors for parking garage exhaust fans | 2033 | Technical | MW | After Competition Groups | 2.105 | 0 | 0 | 2372.1736 | 0.00088739 | 54 | Residential_2033_Technical_MW_After Competition Groups_54 | CO Sensors for parking garage exhaust fans | 0.08874% | 0 | 2.105 | Residential_2033_Technical_MW_After Competition Groups_CO Sensors for parking garage exhaust fans
Residential | Res ¦ Demand Control Ventilation | 2033 | Technical | MW | After Competition Groups | 1.9966 | 0 | 0 | 2372.1736 | 0.00084169 | 55 | Residential_2033_Technical_MW_After Competition Groups_55 | Demand Control Ventilation | 0.08417% | 0 | 1.9966 | Residential_2033_Technical_MW_After Competition Groups_Demand Control Ventilation
Residential | Res ¦ Condensing Make Up Air Unit | 2033 | Technical | MW | After Competition Groups | 1.9482 | 0 | 0 | 2372.1736 | 0.00082129 | 56 | Residential_2033_Technical_MW_After Competition Groups_56 | Condensing Make Up Air Unit | 0.08213% | 0 | 1.9482 | Residential_2033_Technical_MW_After Competition Groups_Condensing Make Up Air Unit
Residential | Res ¦ Drain Water Heat Recovery | 2033 | Technical | MW | After Competition Groups | 1.9195 | 0 | 0 | 2372.1736 | 0.00080918 | 57 | Residential_2033_Technical_MW_After Competition Groups_57 | Drain Water Heat Recovery | 0.08092% | 0 | 1.9195 | Residential_2033_Technical_MW_After Competition Groups_Drain Water Heat Recovery
Residential | Res ¦ Furnace Whistle | 2033 | Technical | MW | After Competition Groups | 1.9187 | 0 | 0 | 2372.1736 | 0.00080882 | 58 | Residential_2033_Technical_MW_After Competition Groups_58 | Furnace Whistle | 0.08088% | 0 | 1.9187 | Residential_2033_Technical_MW_After Competition Groups_Furnace Whistle
Residential | Res ¦ ENERGY STAR LED LAMPS (REFLECTOR LAMPs/MR16/PAR 16) | 2033 | Technical | MW | After Competition Groups | 1.8989 | 0 | 0 | 2372.1736 | 0.0008005 | 59 | Residential_2033_Technical_MW_After Competition Groups_59 | ENERGY STAR LED LAMPS (REFLECTOR LAMPs/MR16/PAR 16) | 0.08005% | 0 | 1.8989 | Residential_2033_Technical_MW_After Competition Groups_ENERGY STAR LED LAMPS (REFLECTOR LAMPs/MR16/PAR 16)
Residential | Res ¦ Window Film | 2033 | Technical | MW | After Competition Groups | 1.7656 | 0 | 0 | 2372.1736 | 0.00074428 | 60 | Residential_2033_Technical_MW_After Competition Groups_60 | Window Film | 0.07443% | 0 | 1.7656 | Residential_2033_Technical_MW_After Competition Groups_Window Film
Residential | Res ¦ Comprehensive Draft Proofing | 2033 | Technical | MW | After Competition Groups | 1.6304 | 0 | 0 | 2372.1736 | 0.00068729 | 61 | Residential_2033_Technical_MW_After Competition Groups_61 | Comprehensive Draft Proofing | 0.06873% | 0 | 1.6304 | Residential_2033_Technical_MW_After Competition Groups_Comprehensive Draft Proofing
Residential | Res ¦ Solar Powered Attic Fan | 2033 | Technical | MW | After Competition Groups | 1.6281 | 0 | 0 | 2372.1736 | 0.00068631 | 62 | Residential_2033_Technical_MW_After Competition Groups_62 | Solar Powered Attic Fan | 0.06863% | 0 | 1.6281 | Residential_2033_Technical_MW_After Competition Groups_Solar Powered Attic Fan
Residential | Res ¦ Variable Frequency Drive (VFD) | 2033 | Technical | MW | After Competition Groups | 1.5814 | 0 | 0 | 2372.1736 | 0.00066663 | 63 | Residential_2033_Technical_MW_After Competition Groups_63 | Variable Frequency Drive (VFD) | 0.06666% | 0 | 1.5814 | Residential_2033_Technical_MW_After Competition Groups_Variable Frequency Drive (VFD)
Residential | Res ¦ DHW Recirculation Systems | 2033 | Technical | MW | After Competition Groups | 1.2416 | 0 | 0 | 2372.1736 | 0.00052338 | 64 | Residential_2033_Technical_MW_After Competition Groups_64 | DHW Recirculation Systems | 0.05234% | 0 | 1.2416 | Residential_2033_Technical_MW_After Competition Groups_DHW Recirculation Systems
Residential | Res ¦ Water Heater Temperature Setback | 2033 | Technical | MW | After Competition Groups | 1.0001 | 0 | 0 | 2372.1736 | 0.0004216 | 65 | Residential_2033_Technical_MW_After Competition Groups_65 | Water Heater Temperature Setback | 0.04216% | 0 | 1.0001 | Residential_2033_Technical_MW_After Competition Groups_Water Heater Temperature Setback
Residential | Res ¦ HVAC Optimization | 2033 | Technical | MW | After Competition Groups | 0.87756 | 0 | 0 | 2372.1736 | 0.00036994 | 66 | Residential_2033_Technical_MW_After Competition Groups_66 | HVAC Optimization | 0.03699% | 0 | 0.87756 | Residential_2033_Technical_MW_After Competition Groups_HVAC Optimization
Residential | Res ¦ LED Parking Lot Fixture | 2033 | Technical | MW | After Competition Groups | 0.87282 | 0 | 0 | 2372.1736 | 0.00036794 | 67 | Residential_2033_Technical_MW_After Competition Groups_67 | LED Parking Lot Fixture | 0.03679% | 0 | 0.87282 | Residential_2033_Technical_MW_After Competition Groups_LED Parking Lot Fixture
Residential | Res ¦ VFD on Pumps | 2033 | Technical | MW | After Competition Groups | 0.48628 | 0 | 0 | 2372.1736 | 0.00020499 | 68 | Residential_2033_Technical_MW_After Competition Groups_68 | VFD on Pumps | 0.0205% | 0 | 0.48628 | Residential_2033_Technical_MW_After Competition Groups_VFD on Pumps
Residential | Res ¦ ENERGY STAR LED Lamps (General Service Lamps) | 2033 | Technical | MW | After Competition Groups | 0.44549 | 0 | 0 | 2372.1736 | 0.0001878 | 69 | Residential_2033_Technical_MW_After Competition Groups_69 | ENERGY STAR LED Lamps (General Service Lamps) | 0.01878% | 0 | 0.44549 | Residential_2033_Technical_MW_After Competition Groups_ENERGY STAR LED Lamps (General Service Lamps)
Residential | Res ¦ LED Exterior Area Lights - LED Fixture (200W) | 2033 | Technical | MW | After Competition Groups | 0.40959 | 0 | 0 | 2372.1736 | 0.00017266 | 70 | Residential_2033_Technical_MW_After Competition Groups_70 | LED Exterior Area Lights - LED Fixture (200W) | 0.01727% | 0 | 0.40959 | Residential_2033_Technical_MW_After Competition Groups_LED Exterior Area Lights - LED Fixture (200W)
Residential | Res ¦ ECM MOTORS FOR HVAC APPLICATION (FAN-POWERED VAV BOX) | 2033 | Technical | MW | After Competition Groups | 0.34959 | 0 | 0 | 2372.1736 | 0.00014737 | 71 | Residential_2033_Technical_MW_After Competition Groups_71 | ECM MOTORS FOR HVAC APPLICATION (FAN-POWERED VAV BOX) | 0.01474% | 0 | 0.34959 | Residential_2033_Technical_MW_After Competition Groups_ECM MOTORS FOR HVAC APPLICATION (FAN-POWERED VAV BOX)
Residential | Res ¦ Tankless Water Heater | 2033 | Technical | MW | After Competition Groups | 0.30932 | 0 | 0 | 2372.1736 | 0.00013039 | 72 | Residential_2033_Technical_MW_After Competition Groups_72 | Tankless Water Heater | 0.01304% | 0 | 0.30932 | Residential_2033_Technical_MW_After Competition Groups_Tankless Water Heater
Residential | Res ¦ Chilled Water Optimization | 2033 | Technical | MW | After Competition Groups | 0.27178 | 0 | 0 | 2372.1736 | 0.00011457 | 73 | Residential_2033_Technical_MW_After Competition Groups_73 | Chilled Water Optimization | 0.01146% | 0 | 0.27178 | Residential_2033_Technical_MW_After Competition Groups_Chilled Water Optimization
Residential | Res ¦ Beverage Vending Machine Controls | 2033 | Technical | MW | After Competition Groups | 0.25176 | 0 | 0 | 2372.1736 | 0.00010613 | 74 | Residential_2033_Technical_MW_After Competition Groups_74 | Beverage Vending Machine Controls | 0.01061% | 0 | 0.25176 | Residential_2033_Technical_MW_After Competition Groups_Beverage Vending Machine Controls
Residential | Res ¦ Wall Insulation MF | 2033 | Technical | MW | After Competition Groups | 0.15756 | 0 | 0 | 2372.1736 | 6.6418e-05 | 75 | Residential_2033_Technical_MW_After Competition Groups_75 | Wall Insulation MF | 0.006642% | 0 | 0.15756 | Residential_2033_Technical_MW_After Competition Groups_Wall Insulation MF
Residential | Res ¦ LED Recessed Downlights | 2033 | Technical | MW | After Competition Groups | 0.023494 | 0 | 0 | 2372.1736 | 9.9039e-06 | 76 | Residential_2033_Technical_MW_After Competition Groups_76 | LED Recessed Downlights | 0.0009904% | 0 | 0.023494 | Residential_2033_Technical_MW_After Competition Groups_LED Recessed Downlights
Residential | Res ¦ LED High Bay Fixture | 2033 | Technical | MW | After Competition Groups | 0.020077 | 0 | 0 | 2372.1736 | 8.4634e-06 | 77 | Residential_2033_Technical_MW_After Competition Groups_77 | LED High Bay Fixture | 0.0008463% | 0 | 0.020077 | Residential_2033_Technical_MW_After Competition Groups_LED High Bay Fixture
Residential | Res ¦ Radiant Barrier | 2033 | Technical | MW | After Competition Groups | 0.012163 | 0 | 0 | 2372.1736 | 5.1275e-06 | 78 | Residential_2033_Technical_MW_After Competition Groups_78 | Radiant Barrier | 0.0005128% | 0 | 0.012163 | Residential_2033_Technical_MW_After Competition Groups_Radiant Barrier
Residential | Res ¦ Solar Water Preheat (Pools/DHW) | 2033 | Technical | MW | After Competition Groups | 0.010241 | 0 | 0 | 2372.1736 | 4.3172e-06 | 79 | Residential_2033_Technical_MW_After Competition Groups_79 | Solar Water Preheat (Pools/DHW) | 0.0004317% | 0 | 0.010241 | Residential_2033_Technical_MW_After Competition Groups_Solar Water Preheat (Pools/DHW)
Residential | Res ¦ Photocell Controls (Outdoor) | 2033 | Technical | MW | After Competition Groups | 4.7062e-05 | 0 | 0 | 2372.1736 | 1.9839e-08 | 80 | Residential_2033_Technical_MW_After Competition Groups_80 | Photocell Controls (Outdoor) | 1.984e-06% | 0 | 4.7062e-05 | Residential_2033_Technical_MW_After Competition Groups_Photocell Controls (Outdoor)
Residential | Res ¦ Ductless Mini-Split Heat Pump | 2034 | Economic | MW | After Competition Groups | 201.6348 | 0 | 0 | 1312.9493 | 0.15357 | 1 | Residential_2034_Economic_MW_After Competition Groups_1 | Ductless Mini-Split Heat Pump | 15.36% | 0 | 201.6348 | Residential_2034_Economic_MW_After Competition Groups_Ductless Mini-Split Heat Pump
Residential | Res ¦ Adaptive Thermostat | 2034 | Economic | MW | After Competition Groups | 200.786 | 0 | 0 | 1312.9493 | 0.15293 | 2 | Residential_2034_Economic_MW_After Competition Groups_2 | Adaptive Thermostat | 15.29% | 0 | 200.786 | Residential_2034_Economic_MW_After Competition Groups_Adaptive Thermostat
Residential | Res ¦ Energy Star Air Source Heat Pump | 2034 | Economic | MW | After Competition Groups | 114.9638 | 0 | 0 | 1312.9493 | 0.087562 | 3 | Residential_2034_Economic_MW_After Competition Groups_3 | Energy Star Air Source Heat Pump | 8.756% | 0 | 114.9638 | Residential_2034_Economic_MW_After Competition Groups_Energy Star Air Source Heat Pump
Residential | Res ¦ Energy Star Clothes Washer | 2034 | Economic | MW | After Competition Groups | 91.9164 | 0 | 0 | 1312.9493 | 0.070008 | 4 | Residential_2034_Economic_MW_After Competition Groups_4 | Energy Star Clothes Washer | 7.001% | 0 | 91.9164 | Residential_2034_Economic_MW_After Competition Groups_Energy Star Clothes Washer
Residential | Res ¦ Building Recommissioning, Operations and Maintenance (O&M) Improvements | 2034 | Economic | MW | After Competition Groups | 76.3949 | 0 | 0 | 1312.9493 | 0.058186 | 5 | Residential_2034_Economic_MW_After Competition Groups_5 | Building Recommissioning, Operations and Maintenance (O&M) Improvements | 5.819% | 0 | 76.3949 | Residential_2034_Economic_MW_After Competition Groups_Building Recommissioning, Operations and Maintenance (O&M) Improvements
Residential | Res ¦ Energy Star Room Air Conditioner | 2034 | Economic | MW | After Competition Groups | 73.9321 | 0 | 0 | 1312.9493 | 0.05631 | 6 | Residential_2034_Economic_MW_After Competition Groups_6 | Energy Star Room Air Conditioner | 5.631% | 0 | 73.9321 | Residential_2034_Economic_MW_After Competition Groups_Energy Star Room Air Conditioner
Residential | Res ¦ Basement Wall Insulation | 2034 | Economic | MW | After Competition Groups | 70.4633 | 0 | 0 | 1312.9493 | 0.053668 | 7 | Residential_2034_Economic_MW_After Competition Groups_7 | Basement Wall Insulation | 5.367% | 0 | 70.4633 | Residential_2034_Economic_MW_After Competition Groups_Basement Wall Insulation
Residential | Res ¦ Energy Star LED Bulbs General Purpose LEDs | 2034 | Economic | MW | After Competition Groups | 61.4876 | 0 | 0 | 1312.9493 | 0.046832 | 8 | Residential_2034_Economic_MW_After Competition Groups_8 | Energy Star LED Bulbs General Purpose LEDs | 4.683% | 0 | 61.4876 | Residential_2034_Economic_MW_After Competition Groups_Energy Star LED Bulbs General Purpose LEDs
Residential | Res ¦ Variable Speed Pool Pump Motor | 2034 | Economic | MW | After Competition Groups | 54.5681 | 0 | 0 | 1312.9493 | 0.041561 | 9 | Residential_2034_Economic_MW_After Competition Groups_9 | Variable Speed Pool Pump Motor | 4.156% | 0 | 54.5681 | Residential_2034_Economic_MW_After Competition Groups_Variable Speed Pool Pump Motor
Residential | Res ¦ Attic Insulation | 2034 | Economic | MW | After Competition Groups | 54.3579 | 0 | 0 | 1312.9493 | 0.041401 | 10 | Residential_2034_Economic_MW_After Competition Groups_10 | Attic Insulation | 4.14% | 0 | 54.3579 | Residential_2034_Economic_MW_After Competition Groups_Attic Insulation
Residential | Res ¦ Energy Star A Line, PAR, MR Lamps | 2034 | Economic | MW | After Competition Groups | 49.735 | 0 | 0 | 1312.9493 | 0.03788 | 11 | Residential_2034_Economic_MW_After Competition Groups_11 | Energy Star A Line, PAR, MR Lamps | 3.788% | 0 | 49.735 | Residential_2034_Economic_MW_After Competition Groups_Energy Star A Line, PAR, MR Lamps
Residential | Res ¦ Energy Star Clothes Dryer | 2034 | Economic | MW | After Competition Groups | 36.9637 | 0 | 0 | 1312.9493 | 0.028153 | 12 | Residential_2034_Economic_MW_After Competition Groups_12 | Energy Star Clothes Dryer | 2.815% | 0 | 36.9637 | Residential_2034_Economic_MW_After Competition Groups_Energy Star Clothes Dryer
Residential | Res ¦ Smart Burners | 2034 | Economic | MW | After Competition Groups | 26.6741 | 0 | 0 | 1312.9493 | 0.020316 | 13 | Residential_2034_Economic_MW_After Competition Groups_13 | Smart Burners | 2.032% | 0 | 26.6741 | Residential_2034_Economic_MW_After Competition Groups_Smart Burners
Residential | Res ¦ Energy Star Torchiere | 2034 | Economic | MW | After Competition Groups | 15.8572 | 0 | 0 | 1312.9493 | 0.012078 | 14 | Residential_2034_Economic_MW_After Competition Groups_14 | Energy Star Torchiere | 1.208% | 0 | 15.8572 | Residential_2034_Economic_MW_After Competition Groups_Energy Star Torchiere
Residential | Res ¦ Duct Insulation | 2034 | Economic | MW | After Competition Groups | 15.6274 | 0 | 0 | 1312.9493 | 0.011903 | 15 | Residential_2034_Economic_MW_After Competition Groups_15 | Duct Insulation | 1.19% | 0 | 15.6274 | Residential_2034_Economic_MW_After Competition Groups_Duct Insulation
Residential | Res ¦ Air Sealing | 2034 | Economic | MW | After Competition Groups | 14.9884 | 0 | 0 | 1312.9493 | 0.011416 | 16 | Residential_2034_Economic_MW_After Competition Groups_16 | Air Sealing | 1.142% | 0 | 14.9884 | Residential_2034_Economic_MW_After Competition Groups_Air Sealing
Residential | Res ¦ Home Energy Reports | 2034 | Economic | MW | After Competition Groups | 14.5386 | 0 | 0 | 1312.9493 | 0.011073 | 17 | Residential_2034_Economic_MW_After Competition Groups_17 | Home Energy Reports | 1.107% | 0 | 14.5386 | Residential_2034_Economic_MW_After Competition Groups_Home Energy Reports
Residential | Res ¦ Floor Insulation | 2034 | Economic | MW | After Competition Groups | 14.2464 | 0 | 0 | 1312.9493 | 0.010851 | 18 | Residential_2034_Economic_MW_After Competition Groups_18 | Floor Insulation | 1.085% | 0 | 14.2464 | Residential_2034_Economic_MW_After Competition Groups_Floor Insulation
Residential | Res ¦ High Efficiency Chiller (avg of water and air cooled) | 2034 | Economic | MW | After Competition Groups | 11.3871 | 0 | 0 | 1312.9493 | 0.0086729 | 19 | Residential_2034_Economic_MW_After Competition Groups_19 | High Efficiency Chiller (avg of water and air cooled) | 0.8673% | 0 | 11.3871 | Residential_2034_Economic_MW_After Competition Groups_High Efficiency Chiller (avg of water and air cooled)
Residential | Res ¦ Advanced BAS/Controllers | 2034 | Economic | MW | After Competition Groups | 11.1813 | 0 | 0 | 1312.9493 | 0.0085162 | 20 | Residential_2034_Economic_MW_After Competition Groups_20 | Advanced BAS/Controllers | 0.8516% | 0 | 11.1813 | Residential_2034_Economic_MW_After Competition Groups_Advanced BAS/Controllers
Residential | Res ¦ Clothes Drying Racks | 2034 | Economic | MW | After Competition Groups | 10.3471 | 0 | 0 | 1312.9493 | 0.0078808 | 21 | Residential_2034_Economic_MW_After Competition Groups_21 | Clothes Drying Racks | 0.7881% | 0 | 10.3471 | Residential_2034_Economic_MW_After Competition Groups_Clothes Drying Racks
Residential | Res ¦ Refrigerator Recycling | 2034 | Economic | MW | After Competition Groups | 8.7685 | 0 | 0 | 1312.9493 | 0.0066784 | 22 | Residential_2034_Economic_MW_After Competition Groups_22 | Refrigerator Recycling | 0.6678% | 0 | 8.7685 | Residential_2034_Economic_MW_After Competition Groups_Refrigerator Recycling
Residential | Res ¦ Freezer Recycling | 2034 | Economic | MW | After Competition Groups | 8.1686 | 0 | 0 | 1312.9493 | 0.0062215 | 23 | Residential_2034_Economic_MW_After Competition Groups_23 | Freezer Recycling | 0.6222% | 0 | 8.1686 | Residential_2034_Economic_MW_After Competition Groups_Freezer Recycling
Residential | Res ¦ Energy Star Dehumidifier | 2034 | Economic | MW | After Competition Groups | 7.7212 | 0 | 0 | 1312.9493 | 0.0058808 | 24 | Residential_2034_Economic_MW_After Competition Groups_24 | Energy Star Dehumidifier | 0.5881% | 0 | 7.7212 | Residential_2034_Economic_MW_After Competition Groups_Energy Star Dehumidifier
Residential | Res ¦ Occupancy Sensors MF | 2034 | Economic | MW | After Competition Groups | 7.6868 | 0 | 0 | 1312.9493 | 0.0058546 | 25 | Residential_2034_Economic_MW_After Competition Groups_25 | Occupancy Sensors MF | 0.5855% | 0 | 7.6868 | Residential_2034_Economic_MW_After Competition Groups_Occupancy Sensors MF
Residential | Res ¦ Energy Star Freezer | 2034 | Economic | MW | After Competition Groups | 6.9467 | 0 | 0 | 1312.9493 | 0.0052909 | 26 | Residential_2034_Economic_MW_After Competition Groups_26 | Energy Star Freezer | 0.5291% | 0 | 6.9467 | Residential_2034_Economic_MW_After Competition Groups_Energy Star Freezer
Residential | Res ¦ Energy Star Light Fixture | 2034 | Economic | MW | After Competition Groups | 6.7763 | 0 | 0 | 1312.9493 | 0.0051612 | 27 | Residential_2034_Economic_MW_After Competition Groups_27 | Energy Star Light Fixture | 0.5161% | 0 | 6.7763 | Residential_2034_Economic_MW_After Competition Groups_Energy Star Light Fixture
Residential | Res ¦ Duct Insulation MF | 2034 | Economic | MW | After Competition Groups | 5.859 | 0 | 0 | 1312.9493 | 0.0044625 | 28 | Residential_2034_Economic_MW_After Competition Groups_28 | Duct Insulation MF | 0.4462% | 0 | 5.859 | Residential_2034_Economic_MW_After Competition Groups_Duct Insulation MF
Residential | Res ¦ Heat Recovery Ventilator | 2034 | Economic | MW | After Competition Groups | 5.276 | 0 | 0 | 1312.9493 | 0.0040184 | 29 | Residential_2034_Economic_MW_After Competition Groups_29 | Heat Recovery Ventilator | 0.4018% | 0 | 5.276 | Residential_2034_Economic_MW_After Competition Groups_Heat Recovery Ventilator
Residential | Res ¦ Minimize Hot and Warm Clothes Wash | 2034 | Economic | MW | After Competition Groups | 4.3341 | 0 | 0 | 1312.9493 | 0.0033011 | 30 | Residential_2034_Economic_MW_After Competition Groups_30 | Minimize Hot and Warm Clothes Wash | 0.3301% | 0 | 4.3341 | Residential_2034_Economic_MW_After Competition Groups_Minimize Hot and Warm Clothes Wash
Residential | Res ¦ LED Tube Re-Lamp | 2034 | Economic | MW | After Competition Groups | 4.0648 | 0 | 0 | 1312.9493 | 0.0030959 | 31 | Residential_2034_Economic_MW_After Competition Groups_31 | LED Tube Re-Lamp | 0.3096% | 0 | 4.0648 | Residential_2034_Economic_MW_After Competition Groups_LED Tube Re-Lamp
Residential | Res ¦ Outside Air Economizer | 2034 | Economic | MW | After Competition Groups | 3.3716 | 0 | 0 | 1312.9493 | 0.0025679 | 32 | Residential_2034_Economic_MW_After Competition Groups_32 | Outside Air Economizer | 0.2568% | 0 | 3.3716 | Residential_2034_Economic_MW_After Competition Groups_Outside Air Economizer
Residential | Res ¦ Tankless Water Heater | 2034 | Economic | MW | After Competition Groups | 2.9411 | 0 | 0 | 1312.9493 | 0.0022401 | 33 | Residential_2034_Economic_MW_After Competition Groups_33 | Tankless Water Heater | 0.224% | 0 | 2.9411 | Residential_2034_Economic_MW_After Competition Groups_Tankless Water Heater
Residential | Res ¦ CO Sensors for parking garage exhaust fans | 2034 | Economic | MW | After Competition Groups | 2.1272 | 0 | 0 | 1312.9493 | 0.0016202 | 34 | Residential_2034_Economic_MW_After Competition Groups_34 | CO Sensors for parking garage exhaust fans | 0.162% | 0 | 2.1272 | Residential_2034_Economic_MW_After Competition Groups_CO Sensors for parking garage exhaust fans
Residential | Res ¦ Condensing Make Up Air Unit | 2034 | Economic | MW | After Competition Groups | 2.0421 | 0 | 0 | 1312.9493 | 0.0015554 | 35 | Residential_2034_Economic_MW_After Competition Groups_35 | Condensing Make Up Air Unit | 0.1555% | 0 | 2.0421 | Residential_2034_Economic_MW_After Competition Groups_Condensing Make Up Air Unit
Residential | Res ¦ Demand Control Ventilation | 2034 | Economic | MW | After Competition Groups | 1.9651 | 0 | 0 | 1312.9493 | 0.0014967 | 36 | Residential_2034_Economic_MW_After Competition Groups_36 | Demand Control Ventilation | 0.1497% | 0 | 1.9651 | Residential_2034_Economic_MW_After Competition Groups_Demand Control Ventilation
Residential | Res ¦ ENERGY STAR LED LAMPS (REFLECTOR LAMPs/MR16/PAR 16) | 2034 | Economic | MW | After Competition Groups | 1.8979 | 0 | 0 | 1312.9493 | 0.0014455 | 37 | Residential_2034_Economic_MW_After Competition Groups_37 | ENERGY STAR LED LAMPS (REFLECTOR LAMPs/MR16/PAR 16) | 0.1446% | 0 | 1.8979 | Residential_2034_Economic_MW_After Competition Groups_ENERGY STAR LED LAMPS (REFLECTOR LAMPs/MR16/PAR 16)
Residential | Res ¦ Furnace Whistle | 2034 | Economic | MW | After Competition Groups | 1.8883 | 0 | 0 | 1312.9493 | 0.0014382 | 38 | Residential_2034_Economic_MW_After Competition Groups_38 | Furnace Whistle | 0.1438% | 0 | 1.8883 | Residential_2034_Economic_MW_After Competition Groups_Furnace Whistle
Residential | Res ¦ Wall Insulation | 2034 | Economic | MW | After Competition Groups | 1.7342 | 0 | 0 | 1312.9493 | 0.0013208 | 39 | Residential_2034_Economic_MW_After Competition Groups_39 | Wall Insulation | 0.1321% | 0 | 1.7342 | Residential_2034_Economic_MW_After Competition Groups_Wall Insulation
Residential | Res ¦ Comprehensive Draft Proofing | 2034 | Economic | MW | After Competition Groups | 1.6046 | 0 | 0 | 1312.9493 | 0.0012221 | 40 | Residential_2034_Economic_MW_After Competition Groups_40 | Comprehensive Draft Proofing | 0.1222% | 0 | 1.6046 | Residential_2034_Economic_MW_After Competition Groups_Comprehensive Draft Proofing
Residential | Res ¦ Variable Frequency Drive (VFD) | 2034 | Economic | MW | After Competition Groups | 1.5564 | 0 | 0 | 1312.9493 | 0.0011854 | 41 | Residential_2034_Economic_MW_After Competition Groups_41 | Variable Frequency Drive (VFD) | 0.1185% | 0 | 1.5564 | Residential_2034_Economic_MW_After Competition Groups_Variable Frequency Drive (VFD)
Residential | Res ¦ Water Heater Temperature Setback | 2034 | Economic | MW | After Competition Groups | 0.98432 | 0 | 0 | 1312.9493 | 0.0007497 | 42 | Residential_2034_Economic_MW_After Competition Groups_42 | Water Heater Temperature Setback | 0.07497% | 0 | 0.98432 | Residential_2034_Economic_MW_After Competition Groups_Water Heater Temperature Setback
Residential | Res ¦ LED Parking Lot Fixture | 2034 | Economic | MW | After Competition Groups | 0.87337 | 0 | 0 | 1312.9493 | 0.0006652 | 43 | Residential_2034_Economic_MW_After Competition Groups_43 | LED Parking Lot Fixture | 0.06652% | 0 | 0.87337 | Residential_2034_Economic_MW_After Competition Groups_LED Parking Lot Fixture
Residential | Res ¦ VFD on Pumps | 2034 | Economic | MW | After Competition Groups | 0.4786 | 0 | 0 | 1312.9493 | 0.00036452 | 44 | Residential_2034_Economic_MW_After Competition Groups_44 | VFD on Pumps | 0.03645% | 0 | 0.4786 | Residential_2034_Economic_MW_After Competition Groups_VFD on Pumps
Residential | Res ¦ ENERGY STAR LED Lamps (General Service Lamps) | 2034 | Economic | MW | After Competition Groups | 0.44626 | 0 | 0 | 1312.9493 | 0.00033989 | 45 | Residential_2034_Economic_MW_After Competition Groups_45 | ENERGY STAR LED Lamps (General Service Lamps) | 0.03399% | 0 | 0.44626 | Residential_2034_Economic_MW_After Competition Groups_ENERGY STAR LED Lamps (General Service Lamps)
Residential | Res ¦ LED Exterior Area Lights - LED Fixture (200W) | 2034 | Economic | MW | After Competition Groups | 0.41034 | 0 | 0 | 1312.9493 | 0.00031253 | 46 | Residential_2034_Economic_MW_After Competition Groups_46 | LED Exterior Area Lights - LED Fixture (200W) | 0.03125% | 0 | 0.41034 | Residential_2034_Economic_MW_After Competition Groups_LED Exterior Area Lights - LED Fixture (200W)
Residential | Res ¦ ECM MOTORS FOR HVAC APPLICATION (FAN-POWERED VAV BOX) | 2034 | Economic | MW | After Competition Groups | 0.35323 | 0 | 0 | 1312.9493 | 0.00026904 | 47 | Residential_2034_Economic_MW_After Competition Groups_47 | ECM MOTORS FOR HVAC APPLICATION (FAN-POWERED VAV BOX) | 0.0269% | 0 | 0.35323 | Residential_2034_Economic_MW_After Competition Groups_ECM MOTORS FOR HVAC APPLICATION (FAN-POWERED VAV BOX)
Residential | Res ¦ Chilled Water Optimization | 2034 | Economic | MW | After Competition Groups | 0.28475 | 0 | 0 | 1312.9493 | 0.00021688 | 48 | Residential_2034_Economic_MW_After Competition Groups_48 | Chilled Water Optimization | 0.02169% | 0 | 0.28475 | Residential_2034_Economic_MW_After Competition Groups_Chilled Water Optimization
Residential | Res ¦ Beverage Vending Machine Controls | 2034 | Economic | MW | After Competition Groups | 0.25406 | 0 | 0 | 1312.9493 | 0.00019351 | 49 | Residential_2034_Economic_MW_After Competition Groups_49 | Beverage Vending Machine Controls | 0.01935% | 0 | 0.25406 | Residential_2034_Economic_MW_After Competition Groups_Beverage Vending Machine Controls
Residential | Res ¦ LED Downlight | 2034 | Economic | MW | After Competition Groups | 0.050759 | 0 | 0 | 1312.9493 | 3.866e-05 | 50 | Residential_2034_Economic_MW_After Competition Groups_50 | LED Downlight | 0.003866% | 0 | 0.050759 | Residential_2034_Economic_MW_After Competition Groups_LED Downlight
Residential | Res ¦ LED High Bay Fixture | 2034 | Economic | MW | After Competition Groups | 0.019399 | 0 | 0 | 1312.9493 | 1.4775e-05 | 51 | Residential_2034_Economic_MW_After Competition Groups_51 | LED High Bay Fixture | 0.001478% | 0 | 0.019399 | Residential_2034_Economic_MW_After Competition Groups_LED High Bay Fixture
Residential | Res ¦ Wall Insulation MF | 2034 | Economic | MW | After Competition Groups | 0.012411 | 0 | 0 | 1312.9493 | 9.4529e-06 | 52 | Residential_2034_Economic_MW_After Competition Groups_52 | Wall Insulation MF | 0.0009453% | 0 | 0.012411 | Residential_2034_Economic_MW_After Competition Groups_Wall Insulation MF
Residential | Res ¦ Smart Power Bar | 2034 | Economic | MW | After Competition Groups | 0 | 0 | 0 | 1312.9493 | 0 | 53 | Residential_2034_Economic_MW_After Competition Groups_53 | Smart Power Bar | 0% | 0 | 0 | Residential_2034_Economic_MW_After Competition Groups_Smart Power Bar
Residential | Res ¦ Ductless Mini-Split Heat Pump | 2034 | SC A | MW | After Competition Groups | 105.4497 | 0 | 0 | 511.8765 | 0.20601 | 1 | Residential_2034_SC A_MW_After Competition Groups_1 | Ductless Mini-Split Heat Pump | 20.6% | 0 | 105.4497 | Residential_2034_SC A_MW_After Competition Groups_Ductless Mini-Split Heat Pump
Residential | Res ¦ Building Recommissioning, Operations and Maintenance (O&M) Improvements | 2034 | SC A | MW | After Competition Groups | 58.3975 | 0 | 0 | 511.8765 | 0.11409 | 2 | Residential_2034_SC A_MW_After Competition Groups_2 | Building Recommissioning, Operations and Maintenance (O&M) Improvements | 11.41% | 0 | 58.3975 | Residential_2034_SC A_MW_After Competition Groups_Building Recommissioning, Operations and Maintenance (O&M) Improvements
Residential | Res ¦ Energy Star Clothes Washer | 2034 | SC A | MW | After Competition Groups | 50.99 | 0 | 0 | 511.8765 | 0.099614 | 3 | Residential_2034_SC A_MW_After Competition Groups_3 | Energy Star Clothes Washer | 9.961% | 0 | 50.99 | Residential_2034_SC A_MW_After Competition Groups_Energy Star Clothes Washer
Residential | Res ¦ Adaptive Thermostat | 2034 | SC A | MW | After Competition Groups | 35.0753 | 0 | 0 | 511.8765 | 0.068523 | 4 | Residential_2034_SC A_MW_After Competition Groups_4 | Adaptive Thermostat | 6.852% | 0 | 35.0753 | Residential_2034_SC A_MW_After Competition Groups_Adaptive Thermostat
Residential | Res ¦ Variable Speed Pool Pump Motor | 2034 | SC A | MW | After Competition Groups | 31.0462 | 0 | 0 | 511.8765 | 0.060652 | 5 | Residential_2034_SC A_MW_After Competition Groups_5 | Variable Speed Pool Pump Motor | 6.065% | 0 | 31.0462 | Residential_2034_SC A_MW_After Competition Groups_Variable Speed Pool Pump Motor
Residential | Res ¦ Energy Star LED Specialty Bulbs | 2034 | SC A | MW | After Competition Groups | 30.6332 | 0 | 0 | 511.8765 | 0.059845 | 6 | Residential_2034_SC A_MW_After Competition Groups_6 | Energy Star LED Specialty Bulbs | 5.984% | 0 | 30.6332 | Residential_2034_SC A_MW_After Competition Groups_Energy Star LED Specialty Bulbs
Residential | Res ¦ Energy Star Air Source Heat Pump | 2034 | SC A | MW | After Competition Groups | 28.4675 | 0 | 0 | 511.8765 | 0.055614 | 7 | Residential_2034_SC A_MW_After Competition Groups_7 | Energy Star Air Source Heat Pump | 5.561% | 0 | 28.4675 | Residential_2034_SC A_MW_After Competition Groups_Energy Star Air Source Heat Pump
Residential | Res ¦ Basement Wall Insulation | 2034 | SC A | MW | After Competition Groups | 25.7358 | 0 | 0 | 511.8765 | 0.050277 | 8 | Residential_2034_SC A_MW_After Competition Groups_8 | Basement Wall Insulation | 5.028% | 0 | 25.7358 | Residential_2034_SC A_MW_After Competition Groups_Basement Wall Insulation
Residential | Res ¦ Energy Star Room Air Conditioner | 2034 | SC A | MW | After Competition Groups | 17.916 | 0 | 0 | 511.8765 | 0.035001 | 9 | Residential_2034_SC A_MW_After Competition Groups_9 | Energy Star Room Air Conditioner | 3.5% | 0 | 17.916 | Residential_2034_SC A_MW_After Competition Groups_Energy Star Room Air Conditioner
Residential | Res ¦ Energy Star A Line, PAR, MR Lamps | 2034 | SC A | MW | After Competition Groups | 14.6166 | 0 | 0 | 511.8765 | 0.028555 | 10 | Residential_2034_SC A_MW_After Competition Groups_10 | Energy Star A Line, PAR, MR Lamps | 2.856% | 0 | 14.6166 | Residential_2034_SC A_MW_After Competition Groups_Energy Star A Line, PAR, MR Lamps
Residential | Res ¦ Energy Star LED Bulbs General Purpose LEDs | 2034 | SC A | MW | After Competition Groups | 11.585 | 0 | 0 | 511.8765 | 0.022632 | 11 | Residential_2034_SC A_MW_After Competition Groups_11 | Energy Star LED Bulbs General Purpose LEDs | 2.263% | 0 | 11.585 | Residential_2034_SC A_MW_After Competition Groups_Energy Star LED Bulbs General Purpose LEDs
Residential | Res ¦ High Efficiency Chiller (avg of water and air cooled) | 2034 | SC A | MW | After Competition Groups | 10.0733 | 0 | 0 | 511.8765 | 0.019679 | 12 | Residential_2034_SC A_MW_After Competition Groups_12 | High Efficiency Chiller (avg of water and air cooled) | 1.968% | 0 | 10.0733 | Residential_2034_SC A_MW_After Competition Groups_High Efficiency Chiller (avg of water and air cooled)
Residential | Res ¦ Home Energy Reports | 2034 | SC A | MW | After Competition Groups | 9.9843 | 0 | 0 | 511.8765 | 0.019505 | 13 | Residential_2034_SC A_MW_After Competition Groups_13 | Home Energy Reports | 1.951% | 0 | 9.9843 | Residential_2034_SC A_MW_After Competition Groups_Home Energy Reports
Residential | Res ¦ Energy Star Clothes Dryer | 2034 | SC A | MW | After Competition Groups | 9.8225 | 0 | 0 | 511.8765 | 0.019189 | 14 | Residential_2034_SC A_MW_After Competition Groups_14 | Energy Star Clothes Dryer | 1.919% | 0 | 9.8225 | Residential_2034_SC A_MW_After Competition Groups_Energy Star Clothes Dryer
Residential | Res ¦ Energy Star Torchiere | 2034 | SC A | MW | After Competition Groups | 8.1414 | 0 | 0 | 511.8765 | 0.015905 | 15 | Residential_2034_SC A_MW_After Competition Groups_15 | Energy Star Torchiere | 1.591% | 0 | 8.1414 | Residential_2034_SC A_MW_After Competition Groups_Energy Star Torchiere
Residential | Res ¦ Attic Insulation | 2034 | SC A | MW | After Competition Groups | 7.8444 | 0 | 0 | 511.8765 | 0.015325 | 16 | Residential_2034_SC A_MW_After Competition Groups_16 | Attic Insulation | 1.532% | 0 | 7.8444 | Residential_2034_SC A_MW_After Competition Groups_Attic Insulation
Residential | Res ¦ Occupancy Sensors MF | 2034 | SC A | MW | After Competition Groups | 6.9914 | 0 | 0 | 511.8765 | 0.013658 | 17 | Residential_2034_SC A_MW_After Competition Groups_17 | Occupancy Sensors MF | 1.366% | 0 | 6.9914 | Residential_2034_SC A_MW_After Competition Groups_Occupancy Sensors MF
Residential | Res ¦ Advanced BAS/Controllers | 2034 | SC A | MW | After Competition Groups | 5.8803 | 0 | 0 | 511.8765 | 0.011488 | 18 | Residential_2034_SC A_MW_After Competition Groups_18 | Advanced BAS/Controllers | 1.149% | 0 | 5.8803 | Residential_2034_SC A_MW_After Competition Groups_Advanced BAS/Controllers
Residential | Res ¦ Refrigerator Recycling | 2034 | SC A | MW | After Competition Groups | 4.9907 | 0 | 0 | 511.8765 | 0.0097498 | 19 | Residential_2034_SC A_MW_After Competition Groups_19 | Refrigerator Recycling | 0.975% | 0 | 4.9907 | Residential_2034_SC A_MW_After Competition Groups_Refrigerator Recycling
Residential | Res ¦ Smart Burners | 2034 | SC A | MW | After Competition Groups | 3.9457 | 0 | 0 | 511.8765 | 0.0077083 | 20 | Residential_2034_SC A_MW_After Competition Groups_20 | Smart Burners | 0.7708% | 0 | 3.9457 | Residential_2034_SC A_MW_After Competition Groups_Smart Burners
Residential | Res ¦ Energy Star Freezer | 2034 | SC A | MW | After Competition Groups | 3.7626 | 0 | 0 | 511.8765 | 0.0073506 | 21 | Residential_2034_SC A_MW_After Competition Groups_21 | Energy Star Freezer | 0.7351% | 0 | 3.7626 | Residential_2034_SC A_MW_After Competition Groups_Energy Star Freezer
Residential | Res ¦ LED Tube Re-Lamp | 2034 | SC A | MW | After Competition Groups | 3.5109 | 0 | 0 | 511.8765 | 0.0068589 | 22 | Residential_2034_SC A_MW_After Competition Groups_22 | LED Tube Re-Lamp | 0.6859% | 0 | 3.5109 | Residential_2034_SC A_MW_After Competition Groups_LED Tube Re-Lamp
Residential | Res ¦ Minimize Hot and Warm Clothes Wash | 2034 | SC A | MW | After Competition Groups | 3.0296 | 0 | 0 | 511.8765 | 0.0059187 | 23 | Residential_2034_SC A_MW_After Competition Groups_23 | Minimize Hot and Warm Clothes Wash | 0.5919% | 0 | 3.0296 | Residential_2034_SC A_MW_After Competition Groups_Minimize Hot and Warm Clothes Wash
Residential | Res ¦ Air Sealing | 2034 | SC A | MW | After Competition Groups | 2.9229 | 0 | 0 | 511.8765 | 0.0057101 | 24 | Residential_2034_SC A_MW_After Competition Groups_24 | Air Sealing | 0.571% | 0 | 2.9229 | Residential_2034_SC A_MW_After Competition Groups_Air Sealing
Residential | Res ¦ Energy Star Light Fixture | 2034 | SC A | MW | After Competition Groups | 2.8565 | 0 | 0 | 511.8765 | 0.0055805 | 25 | Residential_2034_SC A_MW_After Competition Groups_25 | Energy Star Light Fixture | 0.5581% | 0 | 2.8565 | Residential_2034_SC A_MW_After Competition Groups_Energy Star Light Fixture
Residential | Res ¦ Outside Air Economizer | 2034 | SC A | MW | After Competition Groups | 2.8427 | 0 | 0 | 511.8765 | 0.0055535 | 26 | Residential_2034_SC A_MW_After Competition Groups_26 | Outside Air Economizer | 0.5554% | 0 | 2.8427 | Residential_2034_SC A_MW_After Competition Groups_Outside Air Economizer
Residential | Res ¦ ENERGY STAR LED LAMPS (REFLECTOR LAMPs/MR16/PAR 16) | 2034 | SC A | MW | After Competition Groups | 2.0415 | 0 | 0 | 511.8765 | 0.0039882 | 27 | Residential_2034_SC A_MW_After Competition Groups_27 | ENERGY STAR LED LAMPS (REFLECTOR LAMPs/MR16/PAR 16) | 0.3988% | 0 | 2.0415 | Residential_2034_SC A_MW_After Competition Groups_ENERGY STAR LED LAMPS (REFLECTOR LAMPs/MR16/PAR 16)
Residential | Res ¦ Furnace Whistle | 2034 | SC A | MW | After Competition Groups | 1.4488 | 0 | 0 | 511.8765 | 0.0028303 | 28 | Residential_2034_SC A_MW_After Competition Groups_28 | Furnace Whistle | 0.283% | 0 | 1.4488 | Residential_2034_SC A_MW_After Competition Groups_Furnace Whistle
Residential | Res ¦ Variable Frequency Drive (VFD) | 2034 | SC A | MW | After Competition Groups | 1.1941 | 0 | 0 | 511.8765 | 0.0023327 | 29 | Residential_2034_SC A_MW_After Competition Groups_29 | Variable Frequency Drive (VFD) | 0.2333% | 0 | 1.1941 | Residential_2034_SC A_MW_After Competition Groups_Variable Frequency Drive (VFD)
Residential | Res ¦ Comprehensive Draft Proofing | 2034 | SC A | MW | After Competition Groups | 1.1737 | 0 | 0 | 511.8765 | 0.0022929 | 30 | Residential_2034_SC A_MW_After Competition Groups_30 | Comprehensive Draft Proofing | 0.2293% | 0 | 1.1737 | Residential_2034_SC A_MW_After Competition Groups_Comprehensive Draft Proofing
Residential | Res ¦ CO Sensors for parking garage exhaust fans | 2034 | SC A | MW | After Competition Groups | 1.0359 | 0 | 0 | 511.8765 | 0.0020238 | 31 | Residential_2034_SC A_MW_After Competition Groups_31 | CO Sensors for parking garage exhaust fans | 0.2024% | 0 | 1.0359 | Residential_2034_SC A_MW_After Competition Groups_CO Sensors for parking garage exhaust fans
Residential | Res ¦ Energy Star Dehumidifier | 2034 | SC A | MW | After Competition Groups | 0.99281 | 0 | 0 | 511.8765 | 0.0019395 | 32 | Residential_2034_SC A_MW_After Competition Groups_32 | Energy Star Dehumidifier | 0.194% | 0 | 0.99281 | Residential_2034_SC A_MW_After Competition Groups_Energy Star Dehumidifier
Residential | Res ¦ LED Parking Lot Fixture | 2034 | SC A | MW | After Competition Groups | 0.87992 | 0 | 0 | 511.8765 | 0.001719 | 33 | Residential_2034_SC A_MW_After Competition Groups_33 | LED Parking Lot Fixture | 0.1719% | 0 | 0.87992 | Residential_2034_SC A_MW_After Competition Groups_LED Parking Lot Fixture
Residential | Res ¦ Demand Control Ventilation | 2034 | SC A | MW | After Competition Groups | 0.79005 | 0 | 0 | 511.8765 | 0.0015434 | 34 | Residential_2034_SC A_MW_After Competition Groups_34 | Demand Control Ventilation | 0.1543% | 0 | 0.79005 | Residential_2034_SC A_MW_After Competition Groups_Demand Control Ventilation
Residential | Res ¦ Water Heater Temperature Setback | 2034 | SC A | MW | After Competition Groups | 0.7512 | 0 | 0 | 511.8765 | 0.0014675 | 35 | Residential_2034_SC A_MW_After Competition Groups_35 | Water Heater Temperature Setback | 0.1468% | 0 | 0.7512 | Residential_2034_SC A_MW_After Competition Groups_Water Heater Temperature Setback
Residential | Res ¦ Tankless Water Heater | 2034 | SC A | MW | After Competition Groups | 0.6233 | 0 | 0 | 511.8765 | 0.0012177 | 36 | Residential_2034_SC A_MW_After Competition Groups_36 | Tankless Water Heater | 0.1218% | 0 | 0.6233 | Residential_2034_SC A_MW_After Competition Groups_Tankless Water Heater
Residential | Res ¦ Clothes Drying Racks | 2034 | SC A | MW | After Competition Groups | 0.54178 | 0 | 0 | 511.8765 | 0.0010584 | 37 | Residential_2034_SC A_MW_After Competition Groups_37 | Clothes Drying Racks | 0.1058% | 0 | 0.54178 | Residential_2034_SC A_MW_After Competition Groups_Clothes Drying Racks
Residential | Res ¦ Floor Insulation | 2034 | SC A | MW | After Competition Groups | 0.53525 | 0 | 0 | 511.8765 | 0.0010457 | 38 | Residential_2034_SC A_MW_After Competition Groups_38 | Floor Insulation | 0.1046% | 0 | 0.53525 | Residential_2034_SC A_MW_After Competition Groups_Floor Insulation
Residential | Res ¦ ENERGY STAR LED Lamps (General Service Lamps) | 2034 | SC A | MW | After Competition Groups | 0.45105 | 0 | 0 | 511.8765 | 0.00088117 | 39 | Residential_2034_SC A_MW_After Competition Groups_39 | ENERGY STAR LED Lamps (General Service Lamps) | 0.08812% | 0 | 0.45105 | Residential_2034_SC A_MW_After Competition Groups_ENERGY STAR LED Lamps (General Service Lamps)
Residential | Res ¦ LED Downlight | 2034 | SC A | MW | After Competition Groups | 0.45015 | 0 | 0 | 511.8765 | 0.00087941 | 40 | Residential_2034_SC A_MW_After Competition Groups_40 | LED Downlight | 0.08794% | 0 | 0.45015 | Residential_2034_SC A_MW_After Competition Groups_LED Downlight
Residential | Res ¦ LED Exterior Area Lights - LED Fixture (200W) | 2034 | SC A | MW | After Competition Groups | 0.42564 | 0 | 0 | 511.8765 | 0.00083153 | 41 | Residential_2034_SC A_MW_After Competition Groups_41 | LED Exterior Area Lights - LED Fixture (200W) | 0.08315% | 0 | 0.42564 | Residential_2034_SC A_MW_After Competition Groups_LED Exterior Area Lights - LED Fixture (200W)
Residential | Res ¦ Condensing Make Up Air Unit | 2034 | SC A | MW | After Competition Groups | 0.41552 | 0 | 0 | 511.8765 | 0.00081176 | 42 | Residential_2034_SC A_MW_After Competition Groups_42 | Condensing Make Up Air Unit | 0.08118% | 0 | 0.41552 | Residential_2034_SC A_MW_After Competition Groups_Condensing Make Up Air Unit
Residential | Res ¦ VFD on Pumps | 2034 | SC A | MW | After Competition Groups | 0.34712 | 0 | 0 | 511.8765 | 0.00067814 | 43 | Residential_2034_SC A_MW_After Competition Groups_43 | VFD on Pumps | 0.06781% | 0 | 0.34712 | Residential_2034_SC A_MW_After Competition Groups_VFD on Pumps
Residential | Res ¦ Duct Insulation | 2034 | SC A | MW | After Competition Groups | 0.31585 | 0 | 0 | 511.8765 | 0.00061704 | 44 | Residential_2034_SC A_MW_After Competition Groups_44 | Duct Insulation | 0.0617% | 0 | 0.31585 | Residential_2034_SC A_MW_After Competition Groups_Duct Insulation
Residential | Res ¦ Heat Recovery Ventilator | 2034 | SC A | MW | After Competition Groups | 0.22658 | 0 | 0 | 511.8765 | 0.00044265 | 45 | Residential_2034_SC A_MW_After Competition Groups_45 | Heat Recovery Ventilator | 0.04426% | 0 | 0.22658 | Residential_2034_SC A_MW_After Competition Groups_Heat Recovery Ventilator
Residential | Res ¦ ECM MOTORS FOR HVAC APPLICATION (FAN-POWERED VAV BOX) | 2034 | SC A | MW | After Competition Groups | 0.21285 | 0 | 0 | 511.8765 | 0.00041581 | 46 | Residential_2034_SC A_MW_After Competition Groups_46 | ECM MOTORS FOR HVAC APPLICATION (FAN-POWERED VAV BOX) | 0.04158% | 0 | 0.21285 | Residential_2034_SC A_MW_After Competition Groups_ECM MOTORS FOR HVAC APPLICATION (FAN-POWERED VAV BOX)
Residential | Res ¦ Duct Insulation MF | 2034 | SC A | MW | After Competition Groups | 0.18835 | 0 | 0 | 511.8765 | 0.00036797 | 47 | Residential_2034_SC A_MW_After Competition Groups_47 | Duct Insulation MF | 0.0368% | 0 | 0.18835 | Residential_2034_SC A_MW_After Competition Groups_Duct Insulation MF
Residential | Res ¦ Chilled Water Optimization | 2034 | SC A | MW | After Competition Groups | 0.15825 | 0 | 0 | 511.8765 | 0.00030916 | 48 | Residential_2034_SC A_MW_After Competition Groups_48 | Chilled Water Optimization | 0.03092% | 0 | 0.15825 | Residential_2034_SC A_MW_After Competition Groups_Chilled Water Optimization
Residential | Res ¦ Beverage Vending Machine Controls | 2034 | SC A | MW | After Competition Groups | 0.13541 | 0 | 0 | 511.8765 | 0.00026454 | 49 | Residential_2034_SC A_MW_After Competition Groups_49 | Beverage Vending Machine Controls | 0.02645% | 0 | 0.13541 | Residential_2034_SC A_MW_After Competition Groups_Beverage Vending Machine Controls
Residential | Res ¦ LED High Bay Fixture | 2034 | SC A | MW | After Competition Groups | 0.015252 | 0 | 0 | 511.8765 | 2.9797e-05 | 50 | Residential_2034_SC A_MW_After Competition Groups_50 | LED High Bay Fixture | 0.00298% | 0 | 0.015252 | Residential_2034_SC A_MW_After Competition Groups_LED High Bay Fixture
Residential | Res ¦ Wall Insulation | 2034 | SC A | MW | After Competition Groups | 0.0095597 | 0 | 0 | 511.8765 | 1.8676e-05 | 51 | Residential_2034_SC A_MW_After Competition Groups_51 | Wall Insulation | 0.001868% | 0 | 0.0095597 | Residential_2034_SC A_MW_After Competition Groups_Wall Insulation
Residential | Res ¦ Wall Insulation MF | 2034 | SC A | MW | After Competition Groups | 0.0039698 | 0 | 0 | 511.8765 | 7.7554e-06 | 52 | Residential_2034_SC A_MW_After Competition Groups_52 | Wall Insulation MF | 0.0007755% | 0 | 0.0039698 | Residential_2034_SC A_MW_After Competition Groups_Wall Insulation MF
Residential | Res ¦ Freezer Recycling | 2034 | SC A | MW | After Competition Groups | 0.00047504 | 0 | 0 | 511.8765 | 9.2803e-07 | 53 | Residential_2034_SC A_MW_After Competition Groups_53 | Freezer Recycling | 9.28e-05% | 0 | 0.00047504 | Residential_2034_SC A_MW_After Competition Groups_Freezer Recycling
Residential | Res ¦ Smart Power Bar | 2034 | SC A | MW | After Competition Groups | 0 | 0 | 0 | 511.8765 | 0 | 54 | Residential_2034_SC A_MW_After Competition Groups_54 | Smart Power Bar | 0% | 0 | 0 | Residential_2034_SC A_MW_After Competition Groups_Smart Power Bar
Residential | Res ¦ Ductless Mini-Split Heat Pump | 2034 | SC B | MW | After Competition Groups | 130.3633 | 0 | 0 | 811.1237 | 0.16072 | 1 | Residential_2034_SC B_MW_After Competition Groups_1 | Ductless Mini-Split Heat Pump | 16.07% | 0 | 130.3633 | Residential_2034_SC B_MW_After Competition Groups_Ductless Mini-Split Heat Pump
Residential | Res ¦ Adaptive Thermostat | 2034 | SC B | MW | After Competition Groups | 89.559 | 0 | 0 | 811.1237 | 0.11041 | 2 | Residential_2034_SC B_MW_After Competition Groups_2 | Adaptive Thermostat | 11.04% | 0 | 89.559 | Residential_2034_SC B_MW_After Competition Groups_Adaptive Thermostat
Residential | Res ¦ Building Recommissioning, Operations and Maintenance (O&M) Improvements | 2034 | SC B | MW | After Competition Groups | 84.6153 | 0 | 0 | 811.1237 | 0.10432 | 3 | Residential_2034_SC B_MW_After Competition Groups_3 | Building Recommissioning, Operations and Maintenance (O&M) Improvements | 10.43% | 0 | 84.6153 | Residential_2034_SC B_MW_After Competition Groups_Building Recommissioning, Operations and Maintenance (O&M) Improvements
Residential | Res ¦ Energy Star Clothes Washer | 2034 | SC B | MW | After Competition Groups | 77.1962 | 0 | 0 | 811.1237 | 0.095172 | 4 | Residential_2034_SC B_MW_After Competition Groups_4 | Energy Star Clothes Washer | 9.517% | 0 | 77.1962 | Residential_2034_SC B_MW_After Competition Groups_Energy Star Clothes Washer
Residential | Res ¦ Variable Speed Pool Pump Motor | 2034 | SC B | MW | After Competition Groups | 60.4388 | 0 | 0 | 811.1237 | 0.074512 | 5 | Residential_2034_SC B_MW_After Competition Groups_5 | Variable Speed Pool Pump Motor | 7.451% | 0 | 60.4388 | Residential_2034_SC B_MW_After Competition Groups_Variable Speed Pool Pump Motor
Residential | Res ¦ Energy Star Air Source Heat Pump | 2034 | SC B | MW | After Competition Groups | 41.8504 | 0 | 0 | 811.1237 | 0.051596 | 6 | Residential_2034_SC B_MW_After Competition Groups_6 | Energy Star Air Source Heat Pump | 5.16% | 0 | 41.8504 | Residential_2034_SC B_MW_After Competition Groups_Energy Star Air Source Heat Pump
Residential | Res ¦ Energy Star Room Air Conditioner | 2034 | SC B | MW | After Competition Groups | 33.2015 | 0 | 0 | 811.1237 | 0.040933 | 7 | Residential_2034_SC B_MW_After Competition Groups_7 | Energy Star Room Air Conditioner | 4.093% | 0 | 33.2015 | Residential_2034_SC B_MW_After Competition Groups_Energy Star Room Air Conditioner
Residential | Res ¦ Basement Wall Insulation | 2034 | SC B | MW | After Competition Groups | 26.3199 | 0 | 0 | 811.1237 | 0.032449 | 8 | Residential_2034_SC B_MW_After Competition Groups_8 | Basement Wall Insulation | 3.245% | 0 | 26.3199 | Residential_2034_SC B_MW_After Competition Groups_Basement Wall Insulation
Residential | Res ¦ Energy Star LED Bulbs General Purpose LEDs | 2034 | SC B | MW | After Competition Groups | 20.7147 | 0 | 0 | 811.1237 | 0.025538 | 9 | Residential_2034_SC B_MW_After Competition Groups_9 | Energy Star LED Bulbs General Purpose LEDs | 2.554% | 0 | 20.7147 | Residential_2034_SC B_MW_After Competition Groups_Energy Star LED Bulbs General Purpose LEDs
Residential | Res ¦ Attic Insulation | 2034 | SC B | MW | After Competition Groups | 20.3003 | 0 | 0 | 811.1237 | 0.025027 | 10 | Residential_2034_SC B_MW_After Competition Groups_10 | Attic Insulation | 2.503% | 0 | 20.3003 | Residential_2034_SC B_MW_After Competition Groups_Attic Insulation
Residential | Res ¦ Energy Star A Line, PAR, MR Lamps | 2034 | SC B | MW | After Competition Groups | 20.1626 | 0 | 0 | 811.1237 | 0.024858 | 11 | Residential_2034_SC B_MW_After Competition Groups_11 | Energy Star A Line, PAR, MR Lamps | 2.486% | 0 | 20.1626 | Residential_2034_SC B_MW_After Competition Groups_Energy Star A Line, PAR, MR Lamps
Residential | Res ¦ Energy Star LED Specialty Bulbs | 2034 | SC B | MW | After Competition Groups | 18.7718 | 0 | 0 | 811.1237 | 0.023143 | 12 | Residential_2034_SC B_MW_After Competition Groups_12 | Energy Star LED Specialty Bulbs | 2.314% | 0 | 18.7718 | Residential_2034_SC B_MW_After Competition Groups_Energy Star LED Specialty Bulbs
Residential | Res ¦ Energy Star Clothes Dryer | 2034 | SC B | MW | After Competition Groups | 17.5366 | 0 | 0 | 811.1237 | 0.02162 | 13 | Residential_2034_SC B_MW_After Competition Groups_13 | Energy Star Clothes Dryer | 2.162% | 0 | 17.5366 | Residential_2034_SC B_MW_After Competition Groups_Energy Star Clothes Dryer
Residential | Res ¦ Smart Burners | 2034 | SC B | MW | After Competition Groups | 16.0276 | 0 | 0 | 811.1237 | 0.01976 | 14 | Residential_2034_SC B_MW_After Competition Groups_14 | Smart Burners | 1.976% | 0 | 16.0276 | Residential_2034_SC B_MW_After Competition Groups_Smart Burners
Residential | Res ¦ Advanced BAS/Controllers | 2034 | SC B | MW | After Competition Groups | 12.3841 | 0 | 0 | 811.1237 | 0.015268 | 15 | Residential_2034_SC B_MW_After Competition Groups_15 | Advanced BAS/Controllers | 1.527% | 0 | 12.3841 | Residential_2034_SC B_MW_After Competition Groups_Advanced BAS/Controllers
Residential | Res ¦ Clothes Drying Racks | 2034 | SC B | MW | After Competition Groups | 11.4592 | 0 | 0 | 811.1237 | 0.014128 | 16 | Residential_2034_SC B_MW_After Competition Groups_16 | Clothes Drying Racks | 1.413% | 0 | 11.4592 | Residential_2034_SC B_MW_After Competition Groups_Clothes Drying Racks
Residential | Res ¦ Energy Star Torchiere | 2034 | SC B | MW | After Competition Groups | 10.8915 | 0 | 0 | 811.1237 | 0.013428 | 17 | Residential_2034_SC B_MW_After Competition Groups_17 | Energy Star Torchiere | 1.343% | 0 | 10.8915 | Residential_2034_SC B_MW_After Competition Groups_Energy Star Torchiere
Residential | Res ¦ Occupancy Sensors MF | 2034 | SC B | MW | After Competition Groups | 10.8408 | 0 | 0 | 811.1237 | 0.013365 | 18 | Residential_2034_SC B_MW_After Competition Groups_18 | Occupancy Sensors MF | 1.337% | 0 | 10.8408 | Residential_2034_SC B_MW_After Competition Groups_Occupancy Sensors MF
Residential | Res ¦ High Efficiency Chiller (avg of water and air cooled) | 2034 | SC B | MW | After Competition Groups | 10.2959 | 0 | 0 | 811.1237 | 0.012693 | 19 | Residential_2034_SC B_MW_After Competition Groups_19 | High Efficiency Chiller (avg of water and air cooled) | 1.269% | 0 | 10.2959 | Residential_2034_SC B_MW_After Competition Groups_High Efficiency Chiller (avg of water and air cooled)
Residential | Res ¦ Home Energy Reports | 2034 | SC B | MW | After Competition Groups | 9.9843 | 0 | 0 | 811.1237 | 0.012309 | 20 | Residential_2034_SC B_MW_After Competition Groups_20 | Home Energy Reports | 1.231% | 0 | 9.9843 | Residential_2034_SC B_MW_After Competition Groups_Home Energy Reports
Residential | Res ¦ Refrigerator Recycling | 2034 | SC B | MW | After Competition Groups | 9.7118 | 0 | 0 | 811.1237 | 0.011973 | 21 | Residential_2034_SC B_MW_After Competition Groups_21 | Refrigerator Recycling | 1.197% | 0 | 9.7118 | Residential_2034_SC B_MW_After Competition Groups_Refrigerator Recycling
Residential | Res ¦ Freezer Recycling | 2034 | SC B | MW | After Competition Groups | 9.0421 | 0 | 0 | 811.1237 | 0.011148 | 22 | Residential_2034_SC B_MW_After Competition Groups_22 | Freezer Recycling | 1.115% | 0 | 9.0421 | Residential_2034_SC B_MW_After Competition Groups_Freezer Recycling
Residential | Res ¦ Energy Star Dehumidifier | 2034 | SC B | MW | After Competition Groups | 7.6787 | 0 | 0 | 811.1237 | 0.0094668 | 23 | Residential_2034_SC B_MW_After Competition Groups_23 | Energy Star Dehumidifier | 0.9467% | 0 | 7.6787 | Residential_2034_SC B_MW_After Competition Groups_Energy Star Dehumidifier
Residential | Res ¦ Energy Star Freezer | 2034 | SC B | MW | After Competition Groups | 7.545 | 0 | 0 | 811.1237 | 0.0093019 | 24 | Residential_2034_SC B_MW_After Competition Groups_24 | Energy Star Freezer | 0.9302% | 0 | 7.545 | Residential_2034_SC B_MW_After Competition Groups_Energy Star Freezer
Residential | Res ¦ Air Sealing | 2034 | SC B | MW | After Competition Groups | 5.5981 | 0 | 0 | 811.1237 | 0.0069017 | 25 | Residential_2034_SC B_MW_After Competition Groups_25 | Air Sealing | 0.6902% | 0 | 5.5981 | Residential_2034_SC B_MW_After Competition Groups_Air Sealing
Residential | Res ¦ Floor Insulation | 2034 | SC B | MW | After Competition Groups | 5.3181 | 0 | 0 | 811.1237 | 0.0065565 | 26 | Residential_2034_SC B_MW_After Competition Groups_26 | Floor Insulation | 0.6556% | 0 | 5.3181 | Residential_2034_SC B_MW_After Competition Groups_Floor Insulation
Residential | Res ¦ Duct Insulation | 2034 | SC B | MW | After Competition Groups | 5.0017 | 0 | 0 | 811.1237 | 0.0061664 | 27 | Residential_2034_SC B_MW_After Competition Groups_27 | Duct Insulation | 0.6166% | 0 | 5.0017 | Residential_2034_SC B_MW_After Competition Groups_Duct Insulation
Residential | Res ¦ Energy Star Light Fixture | 2034 | SC B | MW | After Competition Groups | 4.0512 | 0 | 0 | 811.1237 | 0.0049945 | 28 | Residential_2034_SC B_MW_After Competition Groups_28 | Energy Star Light Fixture | 0.4995% | 0 | 4.0512 | Residential_2034_SC B_MW_After Competition Groups_Energy Star Light Fixture
Residential | Res ¦ Outside Air Economizer | 2034 | SC B | MW | After Competition Groups | 3.5624 | 0 | 0 | 811.1237 | 0.0043919 | 29 | Residential_2034_SC B_MW_After Competition Groups_29 | Outside Air Economizer | 0.4392% | 0 | 3.5624 | Residential_2034_SC B_MW_After Competition Groups_Outside Air Economizer
Residential | Res ¦ LED Tube Re-Lamp | 2034 | SC B | MW | After Competition Groups | 3.5109 | 0 | 0 | 811.1237 | 0.0043285 | 30 | Residential_2034_SC B_MW_After Competition Groups_30 | LED Tube Re-Lamp | 0.4328% | 0 | 3.5109 | Residential_2034_SC B_MW_After Competition Groups_LED Tube Re-Lamp
Residential | Res ¦ Minimize Hot and Warm Clothes Wash | 2034 | SC B | MW | After Competition Groups | 3.0296 | 0 | 0 | 811.1237 | 0.0037351 | 31 | Residential_2034_SC B_MW_After Competition Groups_31 | Minimize Hot and Warm Clothes Wash | 0.3735% | 0 | 3.0296 | Residential_2034_SC B_MW_After Competition Groups_Minimize Hot and Warm Clothes Wash
Residential | Res ¦ Heat Recovery Ventilator | 2034 | SC B | MW | After Competition Groups | 2.5669 | 0 | 0 | 811.1237 | 0.0031646 | 32 | Residential_2034_SC B_MW_After Competition Groups_32 | Heat Recovery Ventilator | 0.3165% | 0 | 2.5669 | Residential_2034_SC B_MW_After Competition Groups_Heat Recovery Ventilator
Residential | Res ¦ Demand Control Ventilation | 2034 | SC B | MW | After Competition Groups | 2.1764 | 0 | 0 | 811.1237 | 0.0026832 | 33 | Residential_2034_SC B_MW_After Competition Groups_33 | Demand Control Ventilation | 0.2683% | 0 | 2.1764 | Residential_2034_SC B_MW_After Competition Groups_Demand Control Ventilation
Residential | Res ¦ Furnace Whistle | 2034 | SC B | MW | After Competition Groups | 2.0915 | 0 | 0 | 811.1237 | 0.0025786 | 34 | Residential_2034_SC B_MW_After Competition Groups_34 | Furnace Whistle | 0.2579% | 0 | 2.0915 | Residential_2034_SC B_MW_After Competition Groups_Furnace Whistle
Residential | Res ¦ Duct Insulation MF | 2034 | SC B | MW | After Competition Groups | 2.0736 | 0 | 0 | 811.1237 | 0.0025565 | 35 | Residential_2034_SC B_MW_After Competition Groups_35 | Duct Insulation MF | 0.2556% | 0 | 2.0736 | Residential_2034_SC B_MW_After Competition Groups_Duct Insulation MF
Residential | Res ¦ ENERGY STAR LED LAMPS (REFLECTOR LAMPs/MR16/PAR 16) | 2034 | SC B | MW | After Competition Groups | 2.0415 | 0 | 0 | 811.1237 | 0.0025169 | 36 | Residential_2034_SC B_MW_After Competition Groups_36 | ENERGY STAR LED LAMPS (REFLECTOR LAMPs/MR16/PAR 16) | 0.2517% | 0 | 2.0415 | Residential_2034_SC B_MW_After Competition Groups_ENERGY STAR LED LAMPS (REFLECTOR LAMPs/MR16/PAR 16)
Residential | Res ¦ CO Sensors for parking garage exhaust fans | 2034 | SC B | MW | After Competition Groups | 1.9293 | 0 | 0 | 811.1237 | 0.0023785 | 37 | Residential_2034_SC B_MW_After Competition Groups_37 | CO Sensors for parking garage exhaust fans | 0.2379% | 0 | 1.9293 | Residential_2034_SC B_MW_After Competition Groups_CO Sensors for parking garage exhaust fans
Residential | Res ¦ Comprehensive Draft Proofing | 2034 | SC B | MW | After Competition Groups | 1.7773 | 0 | 0 | 811.1237 | 0.0021911 | 38 | Residential_2034_SC B_MW_After Competition Groups_38 | Comprehensive Draft Proofing | 0.2191% | 0 | 1.7773 | Residential_2034_SC B_MW_After Competition Groups_Comprehensive Draft Proofing
Residential | Res ¦ Variable Frequency Drive (VFD) | 2034 | SC B | MW | After Competition Groups | 1.7238 | 0 | 0 | 811.1237 | 0.0021252 | 39 | Residential_2034_SC B_MW_After Competition Groups_39 | Variable Frequency Drive (VFD) | 0.2125% | 0 | 1.7238 | Residential_2034_SC B_MW_After Competition Groups_Variable Frequency Drive (VFD)
Residential | Res ¦ Tankless Water Heater | 2034 | SC B | MW | After Competition Groups | 1.5611 | 0 | 0 | 811.1237 | 0.0019246 | 40 | Residential_2034_SC B_MW_After Competition Groups_40 | Tankless Water Heater | 0.1925% | 0 | 1.5611 | Residential_2034_SC B_MW_After Competition Groups_Tankless Water Heater
Residential | Res ¦ Condensing Make Up Air Unit | 2034 | SC B | MW | After Competition Groups | 1.4113 | 0 | 0 | 811.1237 | 0.0017399 | 41 | Residential_2034_SC B_MW_After Competition Groups_41 | Condensing Make Up Air Unit | 0.174% | 0 | 1.4113 | Residential_2034_SC B_MW_After Competition Groups_Condensing Make Up Air Unit
Residential | Res ¦ Water Heater Temperature Setback | 2034 | SC B | MW | After Competition Groups | 1.0902 | 0 | 0 | 811.1237 | 0.0013441 | 42 | Residential_2034_SC B_MW_After Competition Groups_42 | Water Heater Temperature Setback | 0.1344% | 0 | 1.0902 | Residential_2034_SC B_MW_After Competition Groups_Water Heater Temperature Setback
Residential | Res ¦ LED Parking Lot Fixture | 2034 | SC B | MW | After Competition Groups | 0.93137 | 0 | 0 | 811.1237 | 0.0011482 | 43 | Residential_2034_SC B_MW_After Competition Groups_43 | LED Parking Lot Fixture | 0.1148% | 0 | 0.93137 | Residential_2034_SC B_MW_After Competition Groups_LED Parking Lot Fixture
Residential | Res ¦ VFD on Pumps | 2034 | SC B | MW | After Competition Groups | 0.53009 | 0 | 0 | 811.1237 | 0.00065353 | 44 | Residential_2034_SC B_MW_After Competition Groups_44 | VFD on Pumps | 0.06535% | 0 | 0.53009 | Residential_2034_SC B_MW_After Competition Groups_VFD on Pumps
Residential | Res ¦ LED Downlight | 2034 | SC B | MW | After Competition Groups | 0.47296 | 0 | 0 | 811.1237 | 0.0005831 | 45 | Residential_2034_SC B_MW_After Competition Groups_45 | LED Downlight | 0.05831% | 0 | 0.47296 | Residential_2034_SC B_MW_After Competition Groups_LED Downlight
Residential | Res ¦ ENERGY STAR LED Lamps (General Service Lamps) | 2034 | SC B | MW | After Competition Groups | 0.45105 | 0 | 0 | 811.1237 | 0.00055608 | 46 | Residential_2034_SC B_MW_After Competition Groups_46 | ENERGY STAR LED Lamps (General Service Lamps) | 0.05561% | 0 | 0.45105 | Residential_2034_SC B_MW_After Competition Groups_ENERGY STAR LED Lamps (General Service Lamps)
Residential | Res ¦ LED Exterior Area Lights - LED Fixture (200W) | 2034 | SC B | MW | After Competition Groups | 0.42564 | 0 | 0 | 811.1237 | 0.00052476 | 47 | Residential_2034_SC B_MW_After Competition Groups_47 | LED Exterior Area Lights - LED Fixture (200W) | 0.05248% | 0 | 0.42564 | Residential_2034_SC B_MW_After Competition Groups_LED Exterior Area Lights - LED Fixture (200W)
Residential | Res ¦ ECM MOTORS FOR HVAC APPLICATION (FAN-POWERED VAV BOX) | 2034 | SC B | MW | After Competition Groups | 0.31384 | 0 | 0 | 811.1237 | 0.00038692 | 48 | Residential_2034_SC B_MW_After Competition Groups_48 | ECM MOTORS FOR HVAC APPLICATION (FAN-POWERED VAV BOX) | 0.03869% | 0 | 0.31384 | Residential_2034_SC B_MW_After Competition Groups_ECM MOTORS FOR HVAC APPLICATION (FAN-POWERED VAV BOX)
Residential | Res ¦ Beverage Vending Machine Controls | 2034 | SC B | MW | After Competition Groups | 0.22417 | 0 | 0 | 811.1237 | 0.00027637 | 49 | Residential_2034_SC B_MW_After Competition Groups_49 | Beverage Vending Machine Controls | 0.02764% | 0 | 0.22417 | Residential_2034_SC B_MW_After Competition Groups_Beverage Vending Machine Controls
Residential | Res ¦ Chilled Water Optimization | 2034 | SC B | MW | After Competition Groups | 0.20175 | 0 | 0 | 811.1237 | 0.00024872 | 50 | Residential_2034_SC B_MW_After Competition Groups_50 | Chilled Water Optimization | 0.02487% | 0 | 0.20175 | Residential_2034_SC B_MW_After Competition Groups_Chilled Water Optimization
Residential | Res ¦ Wall Insulation | 2034 | SC B | MW | After Competition Groups | 0.13612 | 0 | 0 | 811.1237 | 0.00016782 | 51 | Residential_2034_SC B_MW_After Competition Groups_51 | Wall Insulation | 0.01678% | 0 | 0.13612 | Residential_2034_SC B_MW_After Competition Groups_Wall Insulation
Residential | Res ¦ LED High Bay Fixture | 2034 | SC B | MW | After Competition Groups | 0.025808 | 0 | 0 | 811.1237 | 3.1818e-05 | 52 | Residential_2034_SC B_MW_After Competition Groups_52 | LED High Bay Fixture | 0.003182% | 0 | 0.025808 | Residential_2034_SC B_MW_After Competition Groups_LED High Bay Fixture
Residential | Res ¦ Wall Insulation MF | 2034 | SC B | MW | After Competition Groups | 0.0046363 | 0 | 0 | 811.1237 | 5.7159e-06 | 53 | Residential_2034_SC B_MW_After Competition Groups_53 | Wall Insulation MF | 0.0005716% | 0 | 0.0046363 | Residential_2034_SC B_MW_After Competition Groups_Wall Insulation MF
Residential | Res ¦ Smart Power Bar | 2034 | SC B | MW | After Competition Groups | 0 | 0 | 0 | 811.1237 | 0 | 54 | Residential_2034_SC B_MW_After Competition Groups_54 | Smart Power Bar | 0% | 0 | 0 | Residential_2034_SC B_MW_After Competition Groups_Smart Power Bar
Residential | Res ¦ Ductless Mini-Split Heat Pump | 2034 | SC C | MW | After Competition Groups | 105.4448 | 0 | 0 | 628.7748 | 0.1677 | 1 | Residential_2034_SC C_MW_After Competition Groups_1 | Ductless Mini-Split Heat Pump | 16.77% | 0 | 105.4448 | Residential_2034_SC C_MW_After Competition Groups_Ductless Mini-Split Heat Pump
Residential | Res ¦ Energy Star Clothes Washer | 2034 | SC C | MW | After Competition Groups | 70.8811 | 0 | 0 | 628.7748 | 0.11273 | 2 | Residential_2034_SC C_MW_After Competition Groups_2 | Energy Star Clothes Washer | 11.27% | 0 | 70.8811 | Residential_2034_SC C_MW_After Competition Groups_Energy Star Clothes Washer
Residential | Res ¦ Adaptive Thermostat | 2034 | SC C | MW | After Competition Groups | 60.8447 | 0 | 0 | 628.7748 | 0.096767 | 3 | Residential_2034_SC C_MW_After Competition Groups_3 | Adaptive Thermostat | 9.677% | 0 | 60.8447 | Residential_2034_SC C_MW_After Competition Groups_Adaptive Thermostat
Residential | Res ¦ Building Recommissioning, Operations and Maintenance (O&M) Improvements | 2034 | SC C | MW | After Competition Groups | 58.6118 | 0 | 0 | 628.7748 | 0.093216 | 4 | Residential_2034_SC C_MW_After Competition Groups_4 | Building Recommissioning, Operations and Maintenance (O&M) Improvements | 9.322% | 0 | 58.6118 | Residential_2034_SC C_MW_After Competition Groups_Building Recommissioning, Operations and Maintenance (O&M) Improvements
Residential | Res ¦ Variable Speed Pool Pump Motor | 2034 | SC C | MW | After Competition Groups | 41.8659 | 0 | 0 | 628.7748 | 0.066583 | 5 | Residential_2034_SC C_MW_After Competition Groups_5 | Variable Speed Pool Pump Motor | 6.658% | 0 | 41.8659 | Residential_2034_SC C_MW_After Competition Groups_Variable Speed Pool Pump Motor
Residential | Res ¦ Energy Star LED Specialty Bulbs | 2034 | SC C | MW | After Competition Groups | 30.6332 | 0 | 0 | 628.7748 | 0.048719 | 6 | Residential_2034_SC C_MW_After Competition Groups_6 | Energy Star LED Specialty Bulbs | 4.872% | 0 | 30.6332 | Residential_2034_SC C_MW_After Competition Groups_Energy Star LED Specialty Bulbs
Residential | Res ¦ Energy Star Air Source Heat Pump | 2034 | SC C | MW | After Competition Groups | 28.4675 | 0 | 0 | 628.7748 | 0.045275 | 7 | Residential_2034_SC C_MW_After Competition Groups_7 | Energy Star Air Source Heat Pump | 4.527% | 0 | 28.4675 | Residential_2034_SC C_MW_After Competition Groups_Energy Star Air Source Heat Pump
Residential | Res ¦ Energy Star Room Air Conditioner | 2034 | SC C | MW | After Competition Groups | 27.7266 | 0 | 0 | 628.7748 | 0.044096 | 8 | Residential_2034_SC C_MW_After Competition Groups_8 | Energy Star Room Air Conditioner | 4.41% | 0 | 27.7266 | Residential_2034_SC C_MW_After Competition Groups_Energy Star Room Air Conditioner
Residential | Res ¦ Basement Wall Insulation | 2034 | SC C | MW | After Competition Groups | 26.3238 | 0 | 0 | 628.7748 | 0.041865 | 9 | Residential_2034_SC C_MW_After Competition Groups_9 | Basement Wall Insulation | 4.187% | 0 | 26.3238 | Residential_2034_SC C_MW_After Competition Groups_Basement Wall Insulation
Residential | Res ¦ Attic Insulation | 2034 | SC C | MW | After Competition Groups | 19.8066 | 0 | 0 | 628.7748 | 0.0315 | 10 | Residential_2034_SC C_MW_After Competition Groups_10 | Attic Insulation | 3.15% | 0 | 19.8066 | Residential_2034_SC C_MW_After Competition Groups_Attic Insulation
Residential | Res ¦ Energy Star Clothes Dryer | 2034 | SC C | MW | After Competition Groups | 17.5423 | 0 | 0 | 628.7748 | 0.027899 | 11 | Residential_2034_SC C_MW_After Competition Groups_11 | Energy Star Clothes Dryer | 2.79% | 0 | 17.5423 | Residential_2034_SC C_MW_After Competition Groups_Energy Star Clothes Dryer
Residential | Res ¦ Energy Star A Line, PAR, MR Lamps | 2034 | SC C | MW | After Competition Groups | 14.6166 | 0 | 0 | 628.7748 | 0.023246 | 12 | Residential_2034_SC C_MW_After Competition Groups_12 | Energy Star A Line, PAR, MR Lamps | 2.325% | 0 | 14.6166 | Residential_2034_SC C_MW_After Competition Groups_Energy Star A Line, PAR, MR Lamps
Residential | Res ¦ Energy Star LED Bulbs General Purpose LEDs | 2034 | SC C | MW | After Competition Groups | 11.585 | 0 | 0 | 628.7748 | 0.018425 | 13 | Residential_2034_SC C_MW_After Competition Groups_13 | Energy Star LED Bulbs General Purpose LEDs | 1.842% | 0 | 11.585 | Residential_2034_SC C_MW_After Competition Groups_Energy Star LED Bulbs General Purpose LEDs
Residential | Res ¦ Smart Burners | 2034 | SC C | MW | After Competition Groups | 11.0131 | 0 | 0 | 628.7748 | 0.017515 | 14 | Residential_2034_SC C_MW_After Competition Groups_14 | Smart Burners | 1.752% | 0 | 11.0131 | Residential_2034_SC C_MW_After Competition Groups_Smart Burners
Residential | Res ¦ High Efficiency Chiller (avg of water and air cooled) | 2034 | SC C | MW | After Competition Groups | 10.0733 | 0 | 0 | 628.7748 | 0.016021 | 15 | Residential_2034_SC C_MW_After Competition Groups_15 | High Efficiency Chiller (avg of water and air cooled) | 1.602% | 0 | 10.0733 | Residential_2034_SC C_MW_After Competition Groups_High Efficiency Chiller (avg of water and air cooled)
Residential | Res ¦ Home Energy Reports | 2034 | SC C | MW | After Competition Groups | 9.9843 | 0 | 0 | 628.7748 | 0.015879 | 16 | Residential_2034_SC C_MW_After Competition Groups_16 | Home Energy Reports | 1.588% | 0 | 9.9843 | Residential_2034_SC C_MW_After Competition Groups_Home Energy Reports
Residential | Res ¦ Advanced BAS/Controllers | 2034 | SC C | MW | After Competition Groups | 8.5785 | 0 | 0 | 628.7748 | 0.013643 | 17 | Residential_2034_SC C_MW_After Competition Groups_17 | Advanced BAS/Controllers | 1.364% | 0 | 8.5785 | Residential_2034_SC C_MW_After Competition Groups_Advanced BAS/Controllers
Residential | Res ¦ Energy Star Torchiere | 2034 | SC C | MW | After Competition Groups | 8.1414 | 0 | 0 | 628.7748 | 0.012948 | 18 | Residential_2034_SC C_MW_After Competition Groups_18 | Energy Star Torchiere | 1.295% | 0 | 8.1414 | Residential_2034_SC C_MW_After Competition Groups_Energy Star Torchiere
Residential | Res ¦ Occupancy Sensors MF | 2034 | SC C | MW | After Competition Groups | 6.9914 | 0 | 0 | 628.7748 | 0.011119 | 19 | Residential_2034_SC C_MW_After Competition Groups_19 | Occupancy Sensors MF | 1.112% | 0 | 6.9914 | Residential_2034_SC C_MW_After Competition Groups_Occupancy Sensors MF
Residential | Res ¦ Refrigerator Recycling | 2034 | SC C | MW | After Competition Groups | 6.7274 | 0 | 0 | 628.7748 | 0.010699 | 20 | Residential_2034_SC C_MW_After Competition Groups_20 | Refrigerator Recycling | 1.07% | 0 | 6.7274 | Residential_2034_SC C_MW_After Competition Groups_Refrigerator Recycling
Residential | Res ¦ Energy Star Freezer | 2034 | SC C | MW | After Competition Groups | 6.4506 | 0 | 0 | 628.7748 | 0.010259 | 21 | Residential_2034_SC C_MW_After Competition Groups_21 | Energy Star Freezer | 1.026% | 0 | 6.4506 | Residential_2034_SC C_MW_After Competition Groups_Energy Star Freezer
Residential | Res ¦ Air Sealing | 2034 | SC C | MW | After Competition Groups | 5.0896 | 0 | 0 | 628.7748 | 0.0080945 | 22 | Residential_2034_SC C_MW_After Competition Groups_22 | Air Sealing | 0.8095% | 0 | 5.0896 | Residential_2034_SC C_MW_After Competition Groups_Air Sealing
Residential | Res ¦ Energy Star Dehumidifier | 2034 | SC C | MW | After Competition Groups | 4.659 | 0 | 0 | 628.7748 | 0.0074096 | 23 | Residential_2034_SC C_MW_After Competition Groups_23 | Energy Star Dehumidifier | 0.741% | 0 | 4.659 | Residential_2034_SC C_MW_After Competition Groups_Energy Star Dehumidifier
Residential | Res ¦ Floor Insulation | 2034 | SC C | MW | After Competition Groups | 4.1527 | 0 | 0 | 628.7748 | 0.0066044 | 24 | Residential_2034_SC C_MW_After Competition Groups_24 | Floor Insulation | 0.6604% | 0 | 4.1527 | Residential_2034_SC C_MW_After Competition Groups_Floor Insulation
Residential | Res ¦ Energy Star Light Fixture | 2034 | SC C | MW | After Competition Groups | 3.7918 | 0 | 0 | 628.7748 | 0.0060304 | 25 | Residential_2034_SC C_MW_After Competition Groups_25 | Energy Star Light Fixture | 0.603% | 0 | 3.7918 | Residential_2034_SC C_MW_After Competition Groups_Energy Star Light Fixture
Residential | Res ¦ LED Tube Re-Lamp | 2034 | SC C | MW | After Competition Groups | 3.5109 | 0 | 0 | 628.7748 | 0.0055837 | 26 | Residential_2034_SC C_MW_After Competition Groups_26 | LED Tube Re-Lamp | 0.5584% | 0 | 3.5109 | Residential_2034_SC C_MW_After Competition Groups_LED Tube Re-Lamp
Residential | Res ¦ Minimize Hot and Warm Clothes Wash | 2034 | SC C | MW | After Competition Groups | 3.0296 | 0 | 0 | 628.7748 | 0.0048183 | 27 | Residential_2034_SC C_MW_After Competition Groups_27 | Minimize Hot and Warm Clothes Wash | 0.4818% | 0 | 3.0296 | Residential_2034_SC C_MW_After Competition Groups_Minimize Hot and Warm Clothes Wash
Residential | Res ¦ Outside Air Economizer | 2034 | SC C | MW | After Competition Groups | 2.8427 | 0 | 0 | 628.7748 | 0.004521 | 28 | Residential_2034_SC C_MW_After Competition Groups_28 | Outside Air Economizer | 0.4521% | 0 | 2.8427 | Residential_2034_SC C_MW_After Competition Groups_Outside Air Economizer
Residential | Res ¦ ENERGY STAR LED LAMPS (REFLECTOR LAMPs/MR16/PAR 16) | 2034 | SC C | MW | After Competition Groups | 2.0415 | 0 | 0 | 628.7748 | 0.0032468 | 29 | Residential_2034_SC C_MW_After Competition Groups_29 | ENERGY STAR LED LAMPS (REFLECTOR LAMPs/MR16/PAR 16) | 0.3247% | 0 | 2.0415 | Residential_2034_SC C_MW_After Competition Groups_ENERGY STAR LED LAMPS (REFLECTOR LAMPs/MR16/PAR 16)
Residential | Res ¦ Duct Insulation MF | 2034 | SC C | MW | After Competition Groups | 1.8937 | 0 | 0 | 628.7748 | 0.0030117 | 30 | Residential_2034_SC C_MW_After Competition Groups_30 | Duct Insulation MF | 0.3012% | 0 | 1.8937 | Residential_2034_SC C_MW_After Competition Groups_Duct Insulation MF
Residential | Res ¦ Demand Control Ventilation | 2034 | SC C | MW | After Competition Groups | 1.5077 | 0 | 0 | 628.7748 | 0.0023978 | 31 | Residential_2034_SC C_MW_After Competition Groups_31 | Demand Control Ventilation | 0.2398% | 0 | 1.5077 | Residential_2034_SC C_MW_After Competition Groups_Demand Control Ventilation
Residential | Res ¦ Duct Insulation | 2034 | SC C | MW | After Competition Groups | 1.4495 | 0 | 0 | 628.7748 | 0.0023053 | 32 | Residential_2034_SC C_MW_After Competition Groups_32 | Duct Insulation | 0.2305% | 0 | 1.4495 | Residential_2034_SC C_MW_After Competition Groups_Duct Insulation
Residential | Res ¦ Furnace Whistle | 2034 | SC C | MW | After Competition Groups | 1.4488 | 0 | 0 | 628.7748 | 0.0023041 | 33 | Residential_2034_SC C_MW_After Competition Groups_33 | Furnace Whistle | 0.2304% | 0 | 1.4488 | Residential_2034_SC C_MW_After Competition Groups_Furnace Whistle
Residential | Res ¦ CO Sensors for parking garage exhaust fans | 2034 | SC C | MW | After Competition Groups | 1.347 | 0 | 0 | 628.7748 | 0.0021423 | 34 | Residential_2034_SC C_MW_After Competition Groups_34 | CO Sensors for parking garage exhaust fans | 0.2142% | 0 | 1.347 | Residential_2034_SC C_MW_After Competition Groups_CO Sensors for parking garage exhaust fans
Residential | Res ¦ Comprehensive Draft Proofing | 2034 | SC C | MW | After Competition Groups | 1.2311 | 0 | 0 | 628.7748 | 0.0019579 | 35 | Residential_2034_SC C_MW_After Competition Groups_35 | Comprehensive Draft Proofing | 0.1958% | 0 | 1.2311 | Residential_2034_SC C_MW_After Competition Groups_Comprehensive Draft Proofing
Residential | Res ¦ Variable Frequency Drive (VFD) | 2034 | SC C | MW | After Competition Groups | 1.1941 | 0 | 0 | 628.7748 | 0.0018991 | 36 | Residential_2034_SC C_MW_After Competition Groups_36 | Variable Frequency Drive (VFD) | 0.1899% | 0 | 1.1941 | Residential_2034_SC C_MW_After Competition Groups_Variable Frequency Drive (VFD)
Residential | Res ¦ Condensing Make Up Air Unit | 2034 | SC C | MW | After Competition Groups | 1.0898 | 0 | 0 | 628.7748 | 0.0017333 | 37 | Residential_2034_SC C_MW_After Competition Groups_37 | Condensing Make Up Air Unit | 0.1733% | 0 | 1.0898 | Residential_2034_SC C_MW_After Competition Groups_Condensing Make Up Air Unit
Residential | Res ¦ Tankless Water Heater | 2034 | SC C | MW | After Competition Groups | 1.062 | 0 | 0 | 628.7748 | 0.001689 | 38 | Residential_2034_SC C_MW_After Competition Groups_38 | Tankless Water Heater | 0.1689% | 0 | 1.062 | Residential_2034_SC C_MW_After Competition Groups_Tankless Water Heater
Residential | Res ¦ LED Parking Lot Fixture | 2034 | SC C | MW | After Competition Groups | 0.87992 | 0 | 0 | 628.7748 | 0.0013994 | 39 | Residential_2034_SC C_MW_After Competition Groups_39 | LED Parking Lot Fixture | 0.1399% | 0 | 0.87992 | Residential_2034_SC C_MW_After Competition Groups_LED Parking Lot Fixture
Residential | Res ¦ Water Heater Temperature Setback | 2034 | SC C | MW | After Competition Groups | 0.75519 | 0 | 0 | 628.7748 | 0.0012011 | 40 | Residential_2034_SC C_MW_After Competition Groups_40 | Water Heater Temperature Setback | 0.1201% | 0 | 0.75519 | Residential_2034_SC C_MW_After Competition Groups_Water Heater Temperature Setback
Residential | Res ¦ Heat Recovery Ventilator | 2034 | SC C | MW | After Competition Groups | 0.61726 | 0 | 0 | 628.7748 | 0.00098169 | 41 | Residential_2034_SC C_MW_After Competition Groups_41 | Heat Recovery Ventilator | 0.09817% | 0 | 0.61726 | Residential_2034_SC C_MW_After Competition Groups_Heat Recovery Ventilator
Residential | Res ¦ Clothes Drying Racks | 2034 | SC C | MW | After Competition Groups | 0.54178 | 0 | 0 | 628.7748 | 0.00086164 | 42 | Residential_2034_SC C_MW_After Competition Groups_42 | Clothes Drying Racks | 0.08616% | 0 | 0.54178 | Residential_2034_SC C_MW_After Competition Groups_Clothes Drying Racks
Residential | Res ¦ LED Downlight | 2034 | SC C | MW | After Competition Groups | 0.47296 | 0 | 0 | 628.7748 | 0.0007522 | 43 | Residential_2034_SC C_MW_After Competition Groups_43 | LED Downlight | 0.07522% | 0 | 0.47296 | Residential_2034_SC C_MW_After Competition Groups_LED Downlight
Residential | Res ¦ ENERGY STAR LED Lamps (General Service Lamps) | 2034 | SC C | MW | After Competition Groups | 0.45105 | 0 | 0 | 628.7748 | 0.00071735 | 44 | Residential_2034_SC C_MW_After Competition Groups_44 | ENERGY STAR LED Lamps (General Service Lamps) | 0.07174% | 0 | 0.45105 | Residential_2034_SC C_MW_After Competition Groups_ENERGY STAR LED Lamps (General Service Lamps)
Residential | Res ¦ LED Exterior Area Lights - LED Fixture (200W) | 2034 | SC C | MW | After Competition Groups | 0.42564 | 0 | 0 | 628.7748 | 0.00067694 | 45 | Residential_2034_SC C_MW_After Competition Groups_45 | LED Exterior Area Lights - LED Fixture (200W) | 0.06769% | 0 | 0.42564 | Residential_2034_SC C_MW_After Competition Groups_LED Exterior Area Lights - LED Fixture (200W)
Residential | Res ¦ VFD on Pumps | 2034 | SC C | MW | After Competition Groups | 0.36719 | 0 | 0 | 628.7748 | 0.00058398 | 46 | Residential_2034_SC C_MW_After Competition Groups_46 | VFD on Pumps | 0.0584% | 0 | 0.36719 | Residential_2034_SC C_MW_After Competition Groups_VFD on Pumps
Residential | Res ¦ ECM MOTORS FOR HVAC APPLICATION (FAN-POWERED VAV BOX) | 2034 | SC C | MW | After Competition Groups | 0.21326 | 0 | 0 | 628.7748 | 0.00033917 | 47 | Residential_2034_SC C_MW_After Competition Groups_47 | ECM MOTORS FOR HVAC APPLICATION (FAN-POWERED VAV BOX) | 0.03392% | 0 | 0.21326 | Residential_2034_SC C_MW_After Competition Groups_ECM MOTORS FOR HVAC APPLICATION (FAN-POWERED VAV BOX)
Residential | Res ¦ Chilled Water Optimization | 2034 | SC C | MW | After Competition Groups | 0.15825 | 0 | 0 | 628.7748 | 0.00025168 | 48 | Residential_2034_SC C_MW_After Competition Groups_48 | Chilled Water Optimization | 0.02517% | 0 | 0.15825 | Residential_2034_SC C_MW_After Competition Groups_Chilled Water Optimization
Residential | Res ¦ Beverage Vending Machine Controls | 2034 | SC C | MW | After Competition Groups | 0.14595 | 0 | 0 | 628.7748 | 0.00023212 | 49 | Residential_2034_SC C_MW_After Competition Groups_49 | Beverage Vending Machine Controls | 0.02321% | 0 | 0.14595 | Residential_2034_SC C_MW_After Competition Groups_Beverage Vending Machine Controls
Residential | Res ¦ Wall Insulation | 2034 | SC C | MW | After Competition Groups | 0.063903 | 0 | 0 | 628.7748 | 0.00010163 | 50 | Residential_2034_SC C_MW_After Competition Groups_50 | Wall Insulation | 0.01016% | 0 | 0.063903 | Residential_2034_SC C_MW_After Competition Groups_Wall Insulation
Residential | Res ¦ LED High Bay Fixture | 2034 | SC C | MW | After Competition Groups | 0.025808 | 0 | 0 | 628.7748 | 4.1045e-05 | 51 | Residential_2034_SC C_MW_After Competition Groups_51 | LED High Bay Fixture | 0.004105% | 0 | 0.025808 | Residential_2034_SC C_MW_After Competition Groups_LED High Bay Fixture
Residential | Res ¦ Wall Insulation MF | 2034 | SC C | MW | After Competition Groups | 0.0046366 | 0 | 0 | 628.7748 | 7.374e-06 | 52 | Residential_2034_SC C_MW_After Competition Groups_52 | Wall Insulation MF | 0.0007374% | 0 | 0.0046366 | Residential_2034_SC C_MW_After Competition Groups_Wall Insulation MF
Residential | Res ¦ Freezer Recycling | 2034 | SC C | MW | After Competition Groups | 0.00047504 | 0 | 0 | 628.7748 | 7.5549e-07 | 53 | Residential_2034_SC C_MW_After Competition Groups_53 | Freezer Recycling | 7.555e-05% | 0 | 0.00047504 | Residential_2034_SC C_MW_After Competition Groups_Freezer Recycling
Residential | Res ¦ Smart Power Bar | 2034 | SC C | MW | After Competition Groups | 0 | 0 | 0 | 628.7748 | 0 | 54 | Residential_2034_SC C_MW_After Competition Groups_54 | Smart Power Bar | 0% | 0 | 0 | Residential_2034_SC C_MW_After Competition Groups_Smart Power Bar
Residential | Res ¦ Ductless Mini-Split Heat Pump | 2034 | SC D | MW | After Competition Groups | 105.4497 | 5419368.6026 | 5.4194 | 515.8795 | 0.20441 | 1 | Residential_2034_SC D_MW_After Competition Groups_1 | Ductless Mini-Split Heat Pump | 20.44% | 5.4194 | 105.4497 | Residential_2034_SC D_MW_After Competition Groups_Ductless Mini-Split Heat Pump
Residential | Res ¦ Building Recommissioning, Operations and Maintenance (O&M) Improvements | 2034 | SC D | MW | After Competition Groups | 58.6118 | 786976.5222 | 0.78698 | 515.8795 | 0.11362 | 2 | Residential_2034_SC D_MW_After Competition Groups_2 | Building Recommissioning, Operations and Maintenance (O&M) Improvements | 11.36% | 0.78698 | 58.6118 | Residential_2034_SC D_MW_After Competition Groups_Building Recommissioning, Operations and Maintenance (O&M) Improvements
Residential | Res ¦ Energy Star Clothes Washer | 2034 | SC D | MW | After Competition Groups | 47.1016 | 3573327.7906 | 3.5733 | 515.8795 | 0.091304 | 3 | Residential_2034_SC D_MW_After Competition Groups_3 | Energy Star Clothes Washer | 9.13% | 3.5733 | 47.1016 | Residential_2034_SC D_MW_After Competition Groups_Energy Star Clothes Washer
Residential | Res ¦ Adaptive Thermostat | 2034 | SC D | MW | After Competition Groups | 35.6788 | 4227762.4131 | 4.2278 | 515.8795 | 0.069161 | 4 | Residential_2034_SC D_MW_After Competition Groups_4 | Adaptive Thermostat | 6.916% | 4.2278 | 35.6788 | Residential_2034_SC D_MW_After Competition Groups_Adaptive Thermostat
Residential | Res ¦ Energy Star Air Source Heat Pump | 2034 | SC D | MW | After Competition Groups | 28.4675 | 3188681.9685 | 3.1887 | 515.8795 | 0.055182 | 5 | Residential_2034_SC D_MW_After Competition Groups_5 | Energy Star Air Source Heat Pump | 5.518% | 3.1887 | 28.4675 | Residential_2034_SC D_MW_After Competition Groups_Energy Star Air Source Heat Pump
Residential | Res ¦ Variable Speed Pool Pump Motor | 2034 | SC D | MW | After Competition Groups | 28.0888 | 2719399.6351 | 2.7194 | 515.8795 | 0.054448 | 6 | Residential_2034_SC D_MW_After Competition Groups_6 | Variable Speed Pool Pump Motor | 5.445% | 2.7194 | 28.0888 | Residential_2034_SC D_MW_After Competition Groups_Variable Speed Pool Pump Motor
Residential | Res ¦ Energy Star Room Air Conditioner | 2034 | SC D | MW | After Competition Groups | 27.5962 | 2196133.14 | 2.1961 | 515.8795 | 0.053494 | 7 | Residential_2034_SC D_MW_After Competition Groups_7 | Energy Star Room Air Conditioner | 5.349% | 2.1961 | 27.5962 | Residential_2034_SC D_MW_After Competition Groups_Energy Star Room Air Conditioner
Residential | Res ¦ Basement Wall Insulation | 2034 | SC D | MW | After Competition Groups | 25.2697 | 2984416.8813 | 2.9844 | 515.8795 | 0.048984 | 8 | Residential_2034_SC D_MW_After Competition Groups_8 | Basement Wall Insulation | 4.898% | 2.9844 | 25.2697 | Residential_2034_SC D_MW_After Competition Groups_Basement Wall Insulation
Residential | Res ¦ Energy Star LED Bulbs General Purpose LEDs | 2034 | SC D | MW | After Competition Groups | 21.9216 | 0 | 0 | 515.8795 | 0.042494 | 9 | Residential_2034_SC D_MW_After Competition Groups_9 | Energy Star LED Bulbs General Purpose LEDs | 4.249% | 0 | 21.9216 | Residential_2034_SC D_MW_After Competition Groups_Energy Star LED Bulbs General Purpose LEDs
Residential | Res ¦ Energy Star LED Specialty Bulbs | 2034 | SC D | MW | After Competition Groups | 21.0126 | 30938.0715 | 0.030938 | 515.8795 | 0.040732 | 10 | Residential_2034_SC D_MW_After Competition Groups_10 | Energy Star LED Specialty Bulbs | 4.073% | 0.030938 | 21.0126 | Residential_2034_SC D_MW_After Competition Groups_Energy Star LED Specialty Bulbs
Residential | Res ¦ Energy Star A Line, PAR, MR Lamps | 2034 | SC D | MW | After Competition Groups | 14.6407 | 22928.549 | 0.022929 | 515.8795 | 0.02838 | 11 | Residential_2034_SC D_MW_After Competition Groups_11 | Energy Star A Line, PAR, MR Lamps | 2.838% | 0.022929 | 14.6407 | Residential_2034_SC D_MW_After Competition Groups_Energy Star A Line, PAR, MR Lamps
Residential | Res ¦ Attic Insulation | 2034 | SC D | MW | After Competition Groups | 10.4183 | 1980308.993 | 1.9803 | 515.8795 | 0.020195 | 12 | Residential_2034_SC D_MW_After Competition Groups_12 | Attic Insulation | 2.02% | 1.9803 | 10.4183 | Residential_2034_SC D_MW_After Competition Groups_Attic Insulation
Residential | Res ¦ High Efficiency Chiller (avg of water and air cooled) | 2034 | SC D | MW | After Competition Groups | 10.0733 | 162122.4335 | 0.16212 | 515.8795 | 0.019526 | 13 | Residential_2034_SC D_MW_After Competition Groups_13 | High Efficiency Chiller (avg of water and air cooled) | 1.953% | 0.16212 | 10.0733 | Residential_2034_SC D_MW_After Competition Groups_High Efficiency Chiller (avg of water and air cooled)
Residential | Res ¦ Home Energy Reports | 2034 | SC D | MW | After Competition Groups | 9.9843 | 12158241.3205 | 12.1582 | 515.8795 | 0.019354 | 14 | Residential_2034_SC D_MW_After Competition Groups_14 | Home Energy Reports | 1.935% | 12.1582 | 9.9843 | Residential_2034_SC D_MW_After Competition Groups_Home Energy Reports
Residential | Res ¦ Energy Star Clothes Dryer | 2034 | SC D | MW | After Competition Groups | 9.3325 | 1016615.8278 | 1.0166 | 515.8795 | 0.018091 | 15 | Residential_2034_SC D_MW_After Competition Groups_15 | Energy Star Clothes Dryer | 1.809% | 1.0166 | 9.3325 | Residential_2034_SC D_MW_After Competition Groups_Energy Star Clothes Dryer
Residential | Res ¦ Advanced BAS/Controllers | 2034 | SC D | MW | After Competition Groups | 8.5785 | 817771.9642 | 0.81777 | 515.8795 | 0.016629 | 16 | Residential_2034_SC D_MW_After Competition Groups_16 | Advanced BAS/Controllers | 1.663% | 0.81777 | 8.5785 | Residential_2034_SC D_MW_After Competition Groups_Advanced BAS/Controllers
Residential | Res ¦ Energy Star Torchiere | 2034 | SC D | MW | After Competition Groups | 7.1949 | 544293.4559 | 0.54429 | 515.8795 | 0.013947 | 17 | Residential_2034_SC D_MW_After Competition Groups_17 | Energy Star Torchiere | 1.395% | 0.54429 | 7.1949 | Residential_2034_SC D_MW_After Competition Groups_Energy Star Torchiere
Residential | Res ¦ Occupancy Sensors MF | 2034 | SC D | MW | After Competition Groups | 6.9914 | 20573.0112 | 0.020573 | 515.8795 | 0.013552 | 18 | Residential_2034_SC D_MW_After Competition Groups_18 | Occupancy Sensors MF | 1.355% | 0.020573 | 6.9914 | Residential_2034_SC D_MW_After Competition Groups_Occupancy Sensors MF
Residential | Res ¦ Refrigerator Recycling | 2034 | SC D | MW | After Competition Groups | 4.2206 | 521625.0571 | 0.52163 | 515.8795 | 0.0081815 | 19 | Residential_2034_SC D_MW_After Competition Groups_19 | Refrigerator Recycling | 0.8181% | 0.52163 | 4.2206 | Residential_2034_SC D_MW_After Competition Groups_Refrigerator Recycling
Residential | Res ¦ Smart Burners | 2034 | SC D | MW | After Competition Groups | 3.7369 | 2242398.2313 | 2.2424 | 515.8795 | 0.0072437 | 20 | Residential_2034_SC D_MW_After Competition Groups_20 | Smart Burners | 0.7244% | 2.2424 | 3.7369 | Residential_2034_SC D_MW_After Competition Groups_Smart Burners
Residential | Res ¦ LED Tube Re-Lamp | 2034 | SC D | MW | After Competition Groups | 3.504 | 99920.2157 | 0.09992 | 515.8795 | 0.0067922 | 21 | Residential_2034_SC D_MW_After Competition Groups_21 | LED Tube Re-Lamp | 0.6792% | 0.09992 | 3.504 | Residential_2034_SC D_MW_After Competition Groups_LED Tube Re-Lamp
Residential | Res ¦ Energy Star Freezer | 2034 | SC D | MW | After Competition Groups | 3.4483 | 379731.6418 | 0.37973 | 515.8795 | 0.0066842 | 22 | Residential_2034_SC D_MW_After Competition Groups_22 | Energy Star Freezer | 0.6684% | 0.37973 | 3.4483 | Residential_2034_SC D_MW_After Competition Groups_Energy Star Freezer
Residential | Res ¦ Minimize Hot and Warm Clothes Wash | 2034 | SC D | MW | After Competition Groups | 3.0296 | 0 | 0 | 515.8795 | 0.0058728 | 23 | Residential_2034_SC D_MW_After Competition Groups_23 | Minimize Hot and Warm Clothes Wash | 0.5873% | 0 | 3.0296 | Residential_2034_SC D_MW_After Competition Groups_Minimize Hot and Warm Clothes Wash
Residential | Res ¦ Outside Air Economizer | 2034 | SC D | MW | After Competition Groups | 2.8427 | 208877.5287 | 0.20888 | 515.8795 | 0.0055104 | 24 | Residential_2034_SC D_MW_After Competition Groups_24 | Outside Air Economizer | 0.551% | 0.20888 | 2.8427 | Residential_2034_SC D_MW_After Competition Groups_Outside Air Economizer
Residential | Res ¦ Energy Star Light Fixture | 2034 | SC D | MW | After Competition Groups | 2.2935 | 0 | 0 | 515.8795 | 0.0044458 | 25 | Residential_2034_SC D_MW_After Competition Groups_25 | Energy Star Light Fixture | 0.4446% | 0 | 2.2935 | Residential_2034_SC D_MW_After Competition Groups_Energy Star Light Fixture
Residential | Res ¦ ENERGY STAR LED LAMPS (REFLECTOR LAMPs/MR16/PAR 16) | 2034 | SC D | MW | After Competition Groups | 2.0415 | 22172.2078 | 0.022172 | 515.8795 | 0.0039573 | 26 | Residential_2034_SC D_MW_After Competition Groups_26 | ENERGY STAR LED LAMPS (REFLECTOR LAMPs/MR16/PAR 16) | 0.3957% | 0.022172 | 2.0415 | Residential_2034_SC D_MW_After Competition Groups_ENERGY STAR LED LAMPS (REFLECTOR LAMPs/MR16/PAR 16)
Residential | Res ¦ Air Sealing | 2034 | SC D | MW | After Competition Groups | 1.8663 | 0 | 0 | 515.8795 | 0.0036178 | 27 | Residential_2034_SC D_MW_After Competition Groups_27 | Air Sealing | 0.3618% | 0 | 1.8663 | Residential_2034_SC D_MW_After Competition Groups_Air Sealing
Residential | Res ¦ Furnace Whistle | 2034 | SC D | MW | After Competition Groups | 1.4488 | 32699.0818 | 0.032699 | 515.8795 | 0.0028084 | 28 | Residential_2034_SC D_MW_After Competition Groups_28 | Furnace Whistle | 0.2808% | 0.032699 | 1.4488 | Residential_2034_SC D_MW_After Competition Groups_Furnace Whistle
Residential | Res ¦ Energy Star Dehumidifier | 2034 | SC D | MW | After Competition Groups | 1.3263 | 262487.2113 | 0.26249 | 515.8795 | 0.0025709 | 29 | Residential_2034_SC D_MW_After Competition Groups_29 | Energy Star Dehumidifier | 0.2571% | 0.26249 | 1.3263 | Residential_2034_SC D_MW_After Competition Groups_Energy Star Dehumidifier
Residential | Res ¦ Comprehensive Draft Proofing | 2034 | SC D | MW | After Competition Groups | 1.1244 | 0 | 0 | 515.8795 | 0.0021796 | 30 | Residential_2034_SC D_MW_After Competition Groups_30 | Comprehensive Draft Proofing | 0.218% | 0 | 1.1244 | Residential_2034_SC D_MW_After Competition Groups_Comprehensive Draft Proofing
Residential | Res ¦ Variable Frequency Drive (VFD) | 2034 | SC D | MW | After Competition Groups | 0.92166 | 111255.546 | 0.11126 | 515.8795 | 0.0017866 | 31 | Residential_2034_SC D_MW_After Competition Groups_31 | Variable Frequency Drive (VFD) | 0.1787% | 0.11126 | 0.92166 | Residential_2034_SC D_MW_After Competition Groups_Variable Frequency Drive (VFD)
Residential | Res ¦ LED Parking Lot Fixture | 2034 | SC D | MW | After Competition Groups | 0.87992 | 0 | 0 | 515.8795 | 0.0017057 | 32 | Residential_2034_SC D_MW_After Competition Groups_32 | LED Parking Lot Fixture | 0.1706% | 0 | 0.87992 | Residential_2034_SC D_MW_After Competition Groups_LED Parking Lot Fixture
Residential | Res ¦ CO Sensors for parking garage exhaust fans | 2034 | SC D | MW | After Competition Groups | 0.87423 | 122422.3178 | 0.12242 | 515.8795 | 0.0016946 | 33 | Residential_2034_SC D_MW_After Competition Groups_33 | CO Sensors for parking garage exhaust fans | 0.1695% | 0.12242 | 0.87423 | Residential_2034_SC D_MW_After Competition Groups_CO Sensors for parking garage exhaust fans
Residential | Res ¦ Water Heater Temperature Setback | 2034 | SC D | MW | After Competition Groups | 0.69281 | 14594.0918 | 0.014594 | 515.8795 | 0.001343 | 34 | Residential_2034_SC D_MW_After Competition Groups_34 | Water Heater Temperature Setback | 0.1343% | 0.014594 | 0.69281 | Residential_2034_SC D_MW_After Competition Groups_Water Heater Temperature Setback
Residential | Res ¦ Floor Insulation | 2034 | SC D | MW | After Competition Groups | 0.66805 | 95501.413 | 0.095501 | 515.8795 | 0.001295 | 35 | Residential_2034_SC D_MW_After Competition Groups_35 | Floor Insulation | 0.1295% | 0.095501 | 0.66805 | Residential_2034_SC D_MW_After Competition Groups_Floor Insulation
Residential | Res ¦ Demand Control Ventilation | 2034 | SC D | MW | After Competition Groups | 0.61272 | 0 | 0 | 515.8795 | 0.0011877 | 36 | Residential_2034_SC D_MW_After Competition Groups_36 | Demand Control Ventilation | 0.1188% | 0 | 0.61272 | Residential_2034_SC D_MW_After Competition Groups_Demand Control Ventilation
Residential | Res ¦ Tankless Water Heater | 2034 | SC D | MW | After Competition Groups | 0.5492 | 143703.3771 | 0.1437 | 515.8795 | 0.0010646 | 37 | Residential_2034_SC D_MW_After Competition Groups_37 | Tankless Water Heater | 0.1065% | 0.1437 | 0.5492 | Residential_2034_SC D_MW_After Competition Groups_Tankless Water Heater
Residential | Res ¦ Clothes Drying Racks | 2034 | SC D | MW | After Competition Groups | 0.54178 | 0 | 0 | 515.8795 | 0.0010502 | 38 | Residential_2034_SC D_MW_After Competition Groups_38 | Clothes Drying Racks | 0.105% | 0 | 0.54178 | Residential_2034_SC D_MW_After Competition Groups_Clothes Drying Racks
Residential | Res ¦ ENERGY STAR LED Lamps (General Service Lamps) | 2034 | SC D | MW | After Competition Groups | 0.45105 | 6327.1482 | 0.0063271 | 515.8795 | 0.00087434 | 39 | Residential_2034_SC D_MW_After Competition Groups_39 | ENERGY STAR LED Lamps (General Service Lamps) | 0.08743% | 0.0063271 | 0.45105 | Residential_2034_SC D_MW_After Competition Groups_ENERGY STAR LED Lamps (General Service Lamps)
Residential | Res ¦ LED Exterior Area Lights - LED Fixture (200W) | 2034 | SC D | MW | After Competition Groups | 0.39542 | 0 | 0 | 515.8795 | 0.00076649 | 40 | Residential_2034_SC D_MW_After Competition Groups_40 | LED Exterior Area Lights - LED Fixture (200W) | 0.07665% | 0 | 0.39542 | Residential_2034_SC D_MW_After Competition Groups_LED Exterior Area Lights - LED Fixture (200W)
Residential | Res ¦ Condensing Make Up Air Unit | 2034 | SC D | MW | After Competition Groups | 0.38387 | 99220.6645 | 0.099221 | 515.8795 | 0.00074411 | 41 | Residential_2034_SC D_MW_After Competition Groups_41 | Condensing Make Up Air Unit | 0.07441% | 0.099221 | 0.38387 | Residential_2034_SC D_MW_After Competition Groups_Condensing Make Up Air Unit
Residential | Res ¦ Duct Insulation | 2034 | SC D | MW | After Competition Groups | 0.36154 | 29089.0315 | 0.029089 | 515.8795 | 0.00070083 | 42 | Residential_2034_SC D_MW_After Competition Groups_42 | Duct Insulation | 0.07008% | 0.029089 | 0.36154 | Residential_2034_SC D_MW_After Competition Groups_Duct Insulation
Residential | Res ¦ VFD on Pumps | 2034 | SC D | MW | After Competition Groups | 0.26224 | 32678.1823 | 0.032678 | 515.8795 | 0.00050833 | 43 | Residential_2034_SC D_MW_After Competition Groups_43 | VFD on Pumps | 0.05083% | 0.032678 | 0.26224 | Residential_2034_SC D_MW_After Competition Groups_VFD on Pumps
Residential | Res ¦ Duct Insulation MF | 2034 | SC D | MW | After Competition Groups | 0.21377 | 28201.0597 | 0.028201 | 515.8795 | 0.00041438 | 44 | Residential_2034_SC D_MW_After Competition Groups_44 | Duct Insulation MF | 0.04144% | 0.028201 | 0.21377 | Residential_2034_SC D_MW_After Competition Groups_Duct Insulation MF
Residential | Res ¦ Heat Recovery Ventilator | 2034 | SC D | MW | After Competition Groups | 0.21305 | 0 | 0 | 515.8795 | 0.00041298 | 45 | Residential_2034_SC D_MW_After Competition Groups_45 | Heat Recovery Ventilator | 0.0413% | 0 | 0.21305 | Residential_2034_SC D_MW_After Competition Groups_Heat Recovery Ventilator
Residential | Res ¦ ECM MOTORS FOR HVAC APPLICATION (FAN-POWERED VAV BOX) | 2034 | SC D | MW | After Competition Groups | 0.16807 | 25411.4862 | 0.025411 | 515.8795 | 0.00032579 | 46 | Residential_2034_SC D_MW_After Competition Groups_46 | ECM MOTORS FOR HVAC APPLICATION (FAN-POWERED VAV BOX) | 0.03258% | 0.025411 | 0.16807 | Residential_2034_SC D_MW_After Competition Groups_ECM MOTORS FOR HVAC APPLICATION (FAN-POWERED VAV BOX)
Residential | Res ¦ Chilled Water Optimization | 2034 | SC D | MW | After Competition Groups | 0.15825 | 200.6439 | 0.00020064 | 515.8795 | 0.00030676 | 47 | Residential_2034_SC D_MW_After Competition Groups_47 | Chilled Water Optimization | 0.03068% | 0.00020064 | 0.15825 | Residential_2034_SC D_MW_After Competition Groups_Chilled Water Optimization
Residential | Res ¦ Beverage Vending Machine Controls | 2034 | SC D | MW | After Competition Groups | 0.11755 | 7919.8213 | 0.0079198 | 515.8795 | 0.00022786 | 48 | Residential_2034_SC D_MW_After Competition Groups_48 | Beverage Vending Machine Controls | 0.02279% | 0.0079198 | 0.11755 | Residential_2034_SC D_MW_After Competition Groups_Beverage Vending Machine Controls
Residential | Res ¦ LED Downlight | 2034 | SC D | MW | After Competition Groups | 0.094713 | 0 | 0 | 515.8795 | 0.00018359 | 49 | Residential_2034_SC D_MW_After Competition Groups_49 | LED Downlight | 0.01836% | 0 | 0.094713 | Residential_2034_SC D_MW_After Competition Groups_LED Downlight
Residential | Res ¦ LED High Bay Fixture | 2034 | SC D | MW | After Competition Groups | 0.011045 | 3254.509 | 0.0032545 | 515.8795 | 2.1411e-05 | 50 | Residential_2034_SC D_MW_After Competition Groups_50 | LED High Bay Fixture | 0.002141% | 0.0032545 | 0.011045 | Residential_2034_SC D_MW_After Competition Groups_LED High Bay Fixture
Residential | Res ¦ Wall Insulation | 2034 | SC D | MW | After Competition Groups | 0.010004 | 5944.6563 | 0.0059447 | 515.8795 | 1.9392e-05 | 51 | Residential_2034_SC D_MW_After Competition Groups_51 | Wall Insulation | 0.001939% | 0.0059447 | 0.010004 | Residential_2034_SC D_MW_After Competition Groups_Wall Insulation
Residential | Res ¦ Wall Insulation MF | 2034 | SC D | MW | After Competition Groups | 0.0028378 | 0 | 0 | 515.8795 | 5.501e-06 | 52 | Residential_2034_SC D_MW_After Competition Groups_52 | Wall Insulation MF | 0.0005501% | 0 | 0.0028378 | Residential_2034_SC D_MW_After Competition Groups_Wall Insulation MF
Residential | Res ¦ Freezer Recycling | 2034 | SC D | MW | After Competition Groups | 0.00047504 | 0 | 0 | 515.8795 | 9.2083e-07 | 53 | Residential_2034_SC D_MW_After Competition Groups_53 | Freezer Recycling | 9.208e-05% | 0 | 0.00047504 | Residential_2034_SC D_MW_After Competition Groups_Freezer Recycling
Residential | Res ¦ Smart Power Bar | 2034 | SC D | MW | After Competition Groups | 0 | 0 | 0 | 515.8795 | 0 | 54 | Residential_2034_SC D_MW_After Competition Groups_54 | Smart Power Bar | 0% | 0 | 0 | Residential_2034_SC D_MW_After Competition Groups_Smart Power Bar
Residential | Res ¦ Energy Star Central Air Conditioner | 2034 | Technical | MW | After Competition Groups | 250.6899 | 0 | 0 | 2413.9535 | 0.10385 | 1 | Residential_2034_Technical_MW_After Competition Groups_1 | Energy Star Central Air Conditioner | 10.39% | 0 | 250.6899 | Residential_2034_Technical_MW_After Competition Groups_Energy Star Central Air Conditioner
Residential | Res ¦ Energy Star Ground Source Heat Pump | 2034 | Technical | MW | After Competition Groups | 202.6946 | 0 | 0 | 2413.9535 | 0.083968 | 2 | Residential_2034_Technical_MW_After Competition Groups_2 | Energy Star Ground Source Heat Pump | 8.397% | 0 | 202.6946 | Residential_2034_Technical_MW_After Competition Groups_Energy Star Ground Source Heat Pump
Residential | Res ¦ Ductless Mini-Split Heat Pump | 2034 | Technical | MW | After Competition Groups | 201.6348 | 0 | 0 | 2413.9535 | 0.083529 | 3 | Residential_2034_Technical_MW_After Competition Groups_3 | Ductless Mini-Split Heat Pump | 8.353% | 0 | 201.6348 | Residential_2034_Technical_MW_After Competition Groups_Ductless Mini-Split Heat Pump
Residential | Res ¦ Adaptive Thermostat | 2034 | Technical | MW | After Competition Groups | 200.786 | 0 | 0 | 2413.9535 | 0.083177 | 4 | Residential_2034_Technical_MW_After Competition Groups_4 | Adaptive Thermostat | 8.318% | 0 | 200.786 | Residential_2034_Technical_MW_After Competition Groups_Adaptive Thermostat
Residential | Res ¦ Ductless Mini-Split Air Conditioner | 2034 | Technical | MW | After Competition Groups | 191.9938 | 0 | 0 | 2413.9535 | 0.079535 | 5 | Residential_2034_Technical_MW_After Competition Groups_5 | Ductless Mini-Split Air Conditioner | 7.954% | 0 | 191.9938 | Residential_2034_Technical_MW_After Competition Groups_Ductless Mini-Split Air Conditioner
Residential | Res ¦ Smart Burners | 2034 | Technical | MW | After Competition Groups | 135.6531 | 0 | 0 | 2413.9535 | 0.056195 | 6 | Residential_2034_Technical_MW_After Competition Groups_6 | Smart Burners | 5.62% | 0 | 135.6531 | Residential_2034_Technical_MW_After Competition Groups_Smart Burners
Residential | Res ¦ Energy Star Refrigerator | 2034 | Technical | MW | After Competition Groups | 112.0522 | 0 | 0 | 2413.9535 | 0.046419 | 7 | Residential_2034_Technical_MW_After Competition Groups_7 | Energy Star Refrigerator | 4.642% | 0 | 112.0522 | Residential_2034_Technical_MW_After Competition Groups_Energy Star Refrigerator
Residential | Res ¦ Heat Pump Clothes Dryer | 2034 | Technical | MW | After Competition Groups | 99.3429 | 0 | 0 | 2413.9535 | 0.041154 | 8 | Residential_2034_Technical_MW_After Competition Groups_8 | Heat Pump Clothes Dryer | 4.115% | 0 | 99.3429 | Residential_2034_Technical_MW_After Competition Groups_Heat Pump Clothes Dryer
Residential | Res ¦ Energy Star Clothes Washer | 2034 | Technical | MW | After Competition Groups | 91.9164 | 0 | 0 | 2413.9535 | 0.038077 | 9 | Residential_2034_Technical_MW_After Competition Groups_9 | Energy Star Clothes Washer | 3.808% | 0 | 91.9164 | Residential_2034_Technical_MW_After Competition Groups_Energy Star Clothes Washer
Residential | Res ¦ Building Recommissioning, Operations and Maintenance (O&M) Improvements | 2034 | Technical | MW | After Competition Groups | 76.3949 | 0 | 0 | 2413.9535 | 0.031647 | 10 | Residential_2034_Technical_MW_After Competition Groups_10 | Building Recommissioning, Operations and Maintenance (O&M) Improvements | 3.165% | 0 | 76.3949 | Residential_2034_Technical_MW_After Competition Groups_Building Recommissioning, Operations and Maintenance (O&M) Improvements
Residential | Res ¦ Basement Wall Insulation | 2034 | Technical | MW | After Competition Groups | 70.4633 | 0 | 0 | 2413.9535 | 0.02919 | 11 | Residential_2034_Technical_MW_After Competition Groups_11 | Basement Wall Insulation | 2.919% | 0 | 70.4633 | Residential_2034_Technical_MW_After Competition Groups_Basement Wall Insulation
Residential | Res ¦ Energy Star LED Bulbs General Purpose LEDs | 2034 | Technical | MW | After Competition Groups | 61.4876 | 0 | 0 | 2413.9535 | 0.025472 | 12 | Residential_2034_Technical_MW_After Competition Groups_12 | Energy Star LED Bulbs General Purpose LEDs | 2.547% | 0 | 61.4876 | Residential_2034_Technical_MW_After Competition Groups_Energy Star LED Bulbs General Purpose LEDs
Residential | Res ¦ Basement or Crawlspace Insulation | 2034 | Technical | MW | After Competition Groups | 58.5147 | 0 | 0 | 2413.9535 | 0.02424 | 13 | Residential_2034_Technical_MW_After Competition Groups_13 | Basement or Crawlspace Insulation | 2.424% | 0 | 58.5147 | Residential_2034_Technical_MW_After Competition Groups_Basement or Crawlspace Insulation
Residential | Res ¦ Smart Power Bar | 2034 | Technical | MW | After Competition Groups | 56.6501 | 0 | 0 | 2413.9535 | 0.023468 | 14 | Residential_2034_Technical_MW_After Competition Groups_14 | Smart Power Bar | 2.347% | 0 | 56.6501 | Residential_2034_Technical_MW_After Competition Groups_Smart Power Bar
Residential | Res ¦ Variable Speed Pool Pump Motor | 2034 | Technical | MW | After Competition Groups | 54.5681 | 0 | 0 | 2413.9535 | 0.022605 | 15 | Residential_2034_Technical_MW_After Competition Groups_15 | Variable Speed Pool Pump Motor | 2.261% | 0 | 54.5681 | Residential_2034_Technical_MW_After Competition Groups_Variable Speed Pool Pump Motor
Residential | Res ¦ Attic Insulation | 2034 | Technical | MW | After Competition Groups | 54.3579 | 0 | 0 | 2413.9535 | 0.022518 | 16 | Residential_2034_Technical_MW_After Competition Groups_16 | Attic Insulation | 2.252% | 0 | 54.3579 | Residential_2034_Technical_MW_After Competition Groups_Attic Insulation
Residential | Res ¦ Energy Star A Line, PAR, MR Lamps | 2034 | Technical | MW | After Competition Groups | 49.735 | 0 | 0 | 2413.9535 | 0.020603 | 17 | Residential_2034_Technical_MW_After Competition Groups_17 | Energy Star A Line, PAR, MR Lamps | 2.06% | 0 | 49.735 | Residential_2034_Technical_MW_After Competition Groups_Energy Star A Line, PAR, MR Lamps
Residential | Res ¦ Wall Insulation | 2034 | Technical | MW | After Competition Groups | 42.4702 | 0 | 0 | 2413.9535 | 0.017594 | 18 | Residential_2034_Technical_MW_After Competition Groups_18 | Wall Insulation | 1.759% | 0 | 42.4702 | Residential_2034_Technical_MW_After Competition Groups_Wall Insulation
Residential | Res ¦ Lighting Motion Sensors, Timers, Dimmers | 2034 | Technical | MW | After Competition Groups | 37.7793 | 0 | 0 | 2413.9535 | 0.01565 | 19 | Residential_2034_Technical_MW_After Competition Groups_19 | Lighting Motion Sensors, Timers, Dimmers | 1.565% | 0 | 37.7793 | Residential_2034_Technical_MW_After Competition Groups_Lighting Motion Sensors, Timers, Dimmers
Residential | Res ¦ Variable Refrigerant Flow Heat Pump | 2034 | Technical | MW | After Competition Groups | 32.3839 | 0 | 0 | 2413.9535 | 0.013415 | 20 | Residential_2034_Technical_MW_After Competition Groups_20 | Variable Refrigerant Flow Heat Pump | 1.342% | 0 | 32.3839 | Residential_2034_Technical_MW_After Competition Groups_Variable Refrigerant Flow Heat Pump
Residential | Res ¦ Home Energy Reports | 2034 | Technical | MW | After Competition Groups | 26.6643 | 0 | 0 | 2413.9535 | 0.011046 | 21 | Residential_2034_Technical_MW_After Competition Groups_21 | Home Energy Reports | 1.105% | 0 | 26.6643 | Residential_2034_Technical_MW_After Competition Groups_Home Energy Reports
Residential | Res ¦ Ceiling Insulation | 2034 | Technical | MW | After Competition Groups | 21.2892 | 0 | 0 | 2413.9535 | 0.0088192 | 22 | Residential_2034_Technical_MW_After Competition Groups_22 | Ceiling Insulation | 0.8819% | 0 | 21.2892 | Residential_2034_Technical_MW_After Competition Groups_Ceiling Insulation
Residential | Res ¦ Energy Star Light Fixture | 2034 | Technical | MW | After Competition Groups | 19.9628 | 0 | 0 | 2413.9535 | 0.0082698 | 23 | Residential_2034_Technical_MW_After Competition Groups_23 | Energy Star Light Fixture | 0.827% | 0 | 19.9628 | Residential_2034_Technical_MW_After Competition Groups_Energy Star Light Fixture
Residential | Res ¦ Duct Insulation | 2034 | Technical | MW | After Competition Groups | 17.5013 | 0 | 0 | 2413.9535 | 0.0072501 | 24 | Residential_2034_Technical_MW_After Competition Groups_24 | Duct Insulation | 0.725% | 0 | 17.5013 | Residential_2034_Technical_MW_After Competition Groups_Duct Insulation
Residential | Res ¦ Energy Star Torchiere | 2034 | Technical | MW | After Competition Groups | 15.8572 | 0 | 0 | 2413.9535 | 0.006569 | 25 | Residential_2034_Technical_MW_After Competition Groups_25 | Energy Star Torchiere | 0.6569% | 0 | 15.8572 | Residential_2034_Technical_MW_After Competition Groups_Energy Star Torchiere
Residential | Res ¦ Air Sealing | 2034 | Technical | MW | After Competition Groups | 14.9884 | 0 | 0 | 2413.9535 | 0.0062091 | 26 | Residential_2034_Technical_MW_After Competition Groups_26 | Air Sealing | 0.6209% | 0 | 14.9884 | Residential_2034_Technical_MW_After Competition Groups_Air Sealing
Residential | Res ¦ Central Air Conditioner Maintenance | 2034 | Technical | MW | After Competition Groups | 14.2465 | 0 | 0 | 2413.9535 | 0.0059017 | 27 | Residential_2034_Technical_MW_After Competition Groups_27 | Central Air Conditioner Maintenance | 0.5902% | 0 | 14.2465 | Residential_2034_Technical_MW_After Competition Groups_Central Air Conditioner Maintenance
Residential | Res ¦ Floor Insulation | 2034 | Technical | MW | After Competition Groups | 14.2464 | 0 | 0 | 2413.9535 | 0.0059017 | 28 | Residential_2034_Technical_MW_After Competition Groups_28 | Floor Insulation | 0.5902% | 0 | 14.2464 | Residential_2034_Technical_MW_After Competition Groups_Floor Insulation
Residential | Res ¦ Dehumidifier Recycling | 2034 | Technical | MW | After Competition Groups | 13.141 | 0 | 0 | 2413.9535 | 0.0054438 | 29 | Residential_2034_Technical_MW_After Competition Groups_29 | Dehumidifier Recycling | 0.5444% | 0 | 13.141 | Residential_2034_Technical_MW_After Competition Groups_Dehumidifier Recycling
Residential | Res ¦ High Efficiency Chiller (avg of water and air cooled) | 2034 | Technical | MW | After Competition Groups | 11.3871 | 0 | 0 | 2413.9535 | 0.0047172 | 30 | Residential_2034_Technical_MW_After Competition Groups_30 | High Efficiency Chiller (avg of water and air cooled) | 0.4717% | 0 | 11.3871 | Residential_2034_Technical_MW_After Competition Groups_High Efficiency Chiller (avg of water and air cooled)
Residential | Res ¦ Advanced BAS/Controllers | 2034 | Technical | MW | After Competition Groups | 11.1813 | 0 | 0 | 2413.9535 | 0.0046319 | 31 | Residential_2034_Technical_MW_After Competition Groups_31 | Advanced BAS/Controllers | 0.4632% | 0 | 11.1813 | Residential_2034_Technical_MW_After Competition Groups_Advanced BAS/Controllers
Residential | Res ¦ Energy Star Freezer | 2034 | Technical | MW | After Competition Groups | 10.893 | 0 | 0 | 2413.9535 | 0.0045125 | 32 | Residential_2034_Technical_MW_After Competition Groups_32 | Energy Star Freezer | 0.4513% | 0 | 10.893 | Residential_2034_Technical_MW_After Competition Groups_Energy Star Freezer
Residential | Res ¦ Clothes Drying Racks | 2034 | Technical | MW | After Competition Groups | 10.3471 | 0 | 0 | 2413.9535 | 0.0042864 | 33 | Residential_2034_Technical_MW_After Competition Groups_33 | Clothes Drying Racks | 0.4286% | 0 | 10.3471 | Residential_2034_Technical_MW_After Competition Groups_Clothes Drying Racks
Residential | Res ¦ Refrigerator Recycling | 2034 | Technical | MW | After Competition Groups | 8.7685 | 0 | 0 | 2413.9535 | 0.0036324 | 34 | Residential_2034_Technical_MW_After Competition Groups_34 | Refrigerator Recycling | 0.3632% | 0 | 8.7685 | Residential_2034_Technical_MW_After Competition Groups_Refrigerator Recycling
Residential | Res ¦ Freezer Recycling | 2034 | Technical | MW | After Competition Groups | 8.1686 | 0 | 0 | 2413.9535 | 0.0033839 | 35 | Residential_2034_Technical_MW_After Competition Groups_35 | Freezer Recycling | 0.3384% | 0 | 8.1686 | Residential_2034_Technical_MW_After Competition Groups_Freezer Recycling
Residential | Res ¦ Energy Star Dehumidifier | 2034 | Technical | MW | After Competition Groups | 7.7212 | 0 | 0 | 2413.9535 | 0.0031986 | 36 | Residential_2034_Technical_MW_After Competition Groups_36 | Energy Star Dehumidifier | 0.3199% | 0 | 7.7212 | Residential_2034_Technical_MW_After Competition Groups_Energy Star Dehumidifier
Residential | Res ¦ Duct Insulation MF | 2034 | Technical | MW | After Competition Groups | 7.7208 | 0 | 0 | 2413.9535 | 0.0031984 | 37 | Residential_2034_Technical_MW_After Competition Groups_37 | Duct Insulation MF | 0.3198% | 0 | 7.7208 | Residential_2034_Technical_MW_After Competition Groups_Duct Insulation MF
Residential | Res ¦ Occupancy Sensors MF | 2034 | Technical | MW | After Competition Groups | 7.6868 | 0 | 0 | 2413.9535 | 0.0031843 | 38 | Residential_2034_Technical_MW_After Competition Groups_38 | Occupancy Sensors MF | 0.3184% | 0 | 7.6868 | Residential_2034_Technical_MW_After Competition Groups_Occupancy Sensors MF
Residential | Res ¦ Energy Star Windows | 2034 | Technical | MW | After Competition Groups | 6.0634 | 0 | 0 | 2413.9535 | 0.0025118 | 39 | Residential_2034_Technical_MW_After Competition Groups_39 | Energy Star Windows | 0.2512% | 0 | 6.0634 | Residential_2034_Technical_MW_After Competition Groups_Energy Star Windows
Residential | Res ¦ Heat Pump Water Heater | 2034 | Technical | MW | After Competition Groups | 5.8854 | 0 | 0 | 2413.9535 | 0.0024381 | 40 | Residential_2034_Technical_MW_After Competition Groups_40 | Heat Pump Water Heater | 0.2438% | 0 | 5.8854 | Residential_2034_Technical_MW_After Competition Groups_Heat Pump Water Heater
Residential | Res ¦ Furnace with ECM | 2034 | Technical | MW | After Competition Groups | 5.7419 | 0 | 0 | 2413.9535 | 0.0023786 | 41 | Residential_2034_Technical_MW_After Competition Groups_41 | Furnace with ECM | 0.2379% | 0 | 5.7419 | Residential_2034_Technical_MW_After Competition Groups_Furnace with ECM
Residential | Res ¦ Heat Recovery Ventilator | 2034 | Technical | MW | After Competition Groups | 5.4387 | 0 | 0 | 2413.9535 | 0.002253 | 42 | Residential_2034_Technical_MW_After Competition Groups_42 | Heat Recovery Ventilator | 0.2253% | 0 | 5.4387 | Residential_2034_Technical_MW_After Competition Groups_Heat Recovery Ventilator
Residential | Res ¦ Central Lighting Control System | 2034 | Technical | MW | After Competition Groups | 5.1934 | 0 | 0 | 2413.9535 | 0.0021514 | 43 | Residential_2034_Technical_MW_After Competition Groups_43 | Central Lighting Control System | 0.2151% | 0 | 5.1934 | Residential_2034_Technical_MW_After Competition Groups_Central Lighting Control System
Residential | Res ¦ Energy Star Ceiling Fan/Lighting | 2034 | Technical | MW | After Competition Groups | 4.6634 | 0 | 0 | 2413.9535 | 0.0019318 | 44 | Residential_2034_Technical_MW_After Competition Groups_44 | Energy Star Ceiling Fan/Lighting | 0.1932% | 0 | 4.6634 | Residential_2034_Technical_MW_After Competition Groups_Energy Star Ceiling Fan/Lighting
Residential | Res ¦ LED Downlight | 2034 | Technical | MW | After Competition Groups | 4.5063 | 0 | 0 | 2413.9535 | 0.0018668 | 45 | Residential_2034_Technical_MW_After Competition Groups_45 | LED Downlight | 0.1867% | 0 | 4.5063 | Residential_2034_Technical_MW_After Competition Groups_LED Downlight
Residential | Res ¦ Minimize Hot and Warm Clothes Wash | 2034 | Technical | MW | After Competition Groups | 4.3341 | 0 | 0 | 2413.9535 | 0.0017954 | 46 | Residential_2034_Technical_MW_After Competition Groups_46 | Minimize Hot and Warm Clothes Wash | 0.1795% | 0 | 4.3341 | Residential_2034_Technical_MW_After Competition Groups_Minimize Hot and Warm Clothes Wash
Residential | Res ¦ INTEGRAL LED TROFFERS | 2034 | Technical | MW | After Competition Groups | 4.2057 | 0 | 0 | 2413.9535 | 0.0017422 | 47 | Residential_2034_Technical_MW_After Competition Groups_47 | INTEGRAL LED TROFFERS | 0.1742% | 0 | 4.2057 | Residential_2034_Technical_MW_After Competition Groups_INTEGRAL LED TROFFERS
Residential | Res ¦ LED Tube Re-Lamp | 2034 | Technical | MW | After Competition Groups | 4.0648 | 0 | 0 | 2413.9535 | 0.0016839 | 48 | Residential_2034_Technical_MW_After Competition Groups_48 | LED Tube Re-Lamp | 0.1684% | 0 | 4.0648 | Residential_2034_Technical_MW_After Competition Groups_LED Tube Re-Lamp
Residential | Res ¦ Passive Attic Ventilation | 2034 | Technical | MW | After Competition Groups | 3.7073 | 0 | 0 | 2413.9535 | 0.0015358 | 49 | Residential_2034_Technical_MW_After Competition Groups_49 | Passive Attic Ventilation | 0.1536% | 0 | 3.7073 | Residential_2034_Technical_MW_After Competition Groups_Passive Attic Ventilation
Residential | Res ¦ Outside Air Economizer | 2034 | Technical | MW | After Competition Groups | 3.3716 | 0 | 0 | 2413.9535 | 0.0013967 | 50 | Residential_2034_Technical_MW_After Competition Groups_50 | Outside Air Economizer | 0.1397% | 0 | 3.3716 | Residential_2034_Technical_MW_After Competition Groups_Outside Air Economizer
Residential | Res ¦ Energy Star Dishwasher | 2034 | Technical | MW | After Competition Groups | 2.9681 | 0 | 0 | 2413.9535 | 0.0012296 | 51 | Residential_2034_Technical_MW_After Competition Groups_51 | Energy Star Dishwasher | 0.123% | 0 | 2.9681 | Residential_2034_Technical_MW_After Competition Groups_Energy Star Dishwasher
Residential | Res ¦ Early Hot Water Heater Replacement | 2034 | Technical | MW | After Competition Groups | 2.8127 | 0 | 0 | 2413.9535 | 0.0011652 | 52 | Residential_2034_Technical_MW_After Competition Groups_52 | Early Hot Water Heater Replacement | 0.1165% | 0 | 2.8127 | Residential_2034_Technical_MW_After Competition Groups_Early Hot Water Heater Replacement
Residential | Res ¦ Air Source Heat Pump Maintenance | 2034 | Technical | MW | After Competition Groups | 2.492 | 0 | 0 | 2413.9535 | 0.0010323 | 53 | Residential_2034_Technical_MW_After Competition Groups_53 | Air Source Heat Pump Maintenance | 0.1032% | 0 | 2.492 | Residential_2034_Technical_MW_After Competition Groups_Air Source Heat Pump Maintenance
Residential | Res ¦ CO Sensors for parking garage exhaust fans | 2034 | Technical | MW | After Competition Groups | 2.1272 | 0 | 0 | 2413.9535 | 0.00088121 | 54 | Residential_2034_Technical_MW_After Competition Groups_54 | CO Sensors for parking garage exhaust fans | 0.08812% | 0 | 2.1272 | Residential_2034_Technical_MW_After Competition Groups_CO Sensors for parking garage exhaust fans
Residential | Res ¦ Condensing Make Up Air Unit | 2034 | Technical | MW | After Competition Groups | 2.0421 | 0 | 0 | 2413.9535 | 0.00084597 | 55 | Residential_2034_Technical_MW_After Competition Groups_55 | Condensing Make Up Air Unit | 0.0846% | 0 | 2.0421 | Residential_2034_Technical_MW_After Competition Groups_Condensing Make Up Air Unit
Residential | Res ¦ Demand Control Ventilation | 2034 | Technical | MW | After Competition Groups | 1.9651 | 0 | 0 | 2413.9535 | 0.00081405 | 56 | Residential_2034_Technical_MW_After Competition Groups_56 | Demand Control Ventilation | 0.0814% | 0 | 1.9651 | Residential_2034_Technical_MW_After Competition Groups_Demand Control Ventilation
Residential | Res ¦ ENERGY STAR LED LAMPS (REFLECTOR LAMPs/MR16/PAR 16) | 2034 | Technical | MW | After Competition Groups | 1.8979 | 0 | 0 | 2413.9535 | 0.00078622 | 57 | Residential_2034_Technical_MW_After Competition Groups_57 | ENERGY STAR LED LAMPS (REFLECTOR LAMPs/MR16/PAR 16) | 0.07862% | 0 | 1.8979 | Residential_2034_Technical_MW_After Competition Groups_ENERGY STAR LED LAMPS (REFLECTOR LAMPs/MR16/PAR 16)
Residential | Res ¦ Drain Water Heat Recovery | 2034 | Technical | MW | After Competition Groups | 1.8892 | 0 | 0 | 2413.9535 | 0.00078261 | 58 | Residential_2034_Technical_MW_After Competition Groups_58 | Drain Water Heat Recovery | 0.07826% | 0 | 1.8892 | Residential_2034_Technical_MW_After Competition Groups_Drain Water Heat Recovery
Residential | Res ¦ Furnace Whistle | 2034 | Technical | MW | After Competition Groups | 1.8883 | 0 | 0 | 2413.9535 | 0.00078226 | 59 | Residential_2034_Technical_MW_After Competition Groups_59 | Furnace Whistle | 0.07823% | 0 | 1.8883 | Residential_2034_Technical_MW_After Competition Groups_Furnace Whistle
Residential | Res ¦ Window Film | 2034 | Technical | MW | After Competition Groups | 1.7377 | 0 | 0 | 2413.9535 | 0.00071984 | 60 | Residential_2034_Technical_MW_After Competition Groups_60 | Window Film | 0.07198% | 0 | 1.7377 | Residential_2034_Technical_MW_After Competition Groups_Window Film
Residential | Res ¦ Solar Powered Attic Fan | 2034 | Technical | MW | After Competition Groups | 1.7157 | 0 | 0 | 2413.9535 | 0.00071075 | 61 | Residential_2034_Technical_MW_After Competition Groups_61 | Solar Powered Attic Fan | 0.07107% | 0 | 1.7157 | Residential_2034_Technical_MW_After Competition Groups_Solar Powered Attic Fan
Residential | Res ¦ Comprehensive Draft Proofing | 2034 | Technical | MW | After Competition Groups | 1.6046 | 0 | 0 | 2413.9535 | 0.00066473 | 62 | Residential_2034_Technical_MW_After Competition Groups_62 | Comprehensive Draft Proofing | 0.06647% | 0 | 1.6046 | Residential_2034_Technical_MW_After Competition Groups_Comprehensive Draft Proofing
Residential | Res ¦ Variable Frequency Drive (VFD) | 2034 | Technical | MW | After Competition Groups | 1.5564 | 0 | 0 | 2413.9535 | 0.00064474 | 63 | Residential_2034_Technical_MW_After Competition Groups_63 | Variable Frequency Drive (VFD) | 0.06447% | 0 | 1.5564 | Residential_2034_Technical_MW_After Competition Groups_Variable Frequency Drive (VFD)
Residential | Res ¦ DHW Recirculation Systems | 2034 | Technical | MW | After Competition Groups | 1.2219 | 0 | 0 | 2413.9535 | 0.0005062 | 64 | Residential_2034_Technical_MW_After Competition Groups_64 | DHW Recirculation Systems | 0.05062% | 0 | 1.2219 | Residential_2034_Technical_MW_After Competition Groups_DHW Recirculation Systems
Residential | Res ¦ Water Heater Temperature Setback | 2034 | Technical | MW | After Competition Groups | 0.98432 | 0 | 0 | 2413.9535 | 0.00040776 | 65 | Residential_2034_Technical_MW_After Competition Groups_65 | Water Heater Temperature Setback | 0.04078% | 0 | 0.98432 | Residential_2034_Technical_MW_After Competition Groups_Water Heater Temperature Setback
Residential | Res ¦ HVAC Optimization | 2034 | Technical | MW | After Competition Groups | 0.89211 | 0 | 0 | 2413.9535 | 0.00036956 | 66 | Residential_2034_Technical_MW_After Competition Groups_66 | HVAC Optimization | 0.03696% | 0 | 0.89211 | Residential_2034_Technical_MW_After Competition Groups_HVAC Optimization
Residential | Res ¦ LED Parking Lot Fixture | 2034 | Technical | MW | After Competition Groups | 0.87337 | 0 | 0 | 2413.9535 | 0.0003618 | 67 | Residential_2034_Technical_MW_After Competition Groups_67 | LED Parking Lot Fixture | 0.03618% | 0 | 0.87337 | Residential_2034_Technical_MW_After Competition Groups_LED Parking Lot Fixture
Residential | Res ¦ VFD on Pumps | 2034 | Technical | MW | After Competition Groups | 0.4786 | 0 | 0 | 2413.9535 | 0.00019826 | 68 | Residential_2034_Technical_MW_After Competition Groups_68 | VFD on Pumps | 0.01983% | 0 | 0.4786 | Residential_2034_Technical_MW_After Competition Groups_VFD on Pumps
Residential | Res ¦ ENERGY STAR LED Lamps (General Service Lamps) | 2034 | Technical | MW | After Competition Groups | 0.44626 | 0 | 0 | 2413.9535 | 0.00018487 | 69 | Residential_2034_Technical_MW_After Competition Groups_69 | ENERGY STAR LED Lamps (General Service Lamps) | 0.01849% | 0 | 0.44626 | Residential_2034_Technical_MW_After Competition Groups_ENERGY STAR LED Lamps (General Service Lamps)
Residential | Res ¦ LED Exterior Area Lights - LED Fixture (200W) | 2034 | Technical | MW | After Competition Groups | 0.41034 | 0 | 0 | 2413.9535 | 0.00016999 | 70 | Residential_2034_Technical_MW_After Competition Groups_70 | LED Exterior Area Lights - LED Fixture (200W) | 0.017% | 0 | 0.41034 | Residential_2034_Technical_MW_After Competition Groups_LED Exterior Area Lights - LED Fixture (200W)
Residential | Res ¦ ECM MOTORS FOR HVAC APPLICATION (FAN-POWERED VAV BOX) | 2034 | Technical | MW | After Competition Groups | 0.35323 | 0 | 0 | 2413.9535 | 0.00014633 | 71 | Residential_2034_Technical_MW_After Competition Groups_71 | ECM MOTORS FOR HVAC APPLICATION (FAN-POWERED VAV BOX) | 0.01463% | 0 | 0.35323 | Residential_2034_Technical_MW_After Competition Groups_ECM MOTORS FOR HVAC APPLICATION (FAN-POWERED VAV BOX)
Residential | Res ¦ Tankless Water Heater | 2034 | Technical | MW | After Competition Groups | 0.3215 | 0 | 0 | 2413.9535 | 0.00013318 | 72 | Residential_2034_Technical_MW_After Competition Groups_72 | Tankless Water Heater | 0.01332% | 0 | 0.3215 | Residential_2034_Technical_MW_After Competition Groups_Tankless Water Heater
Residential | Res ¦ Chilled Water Optimization | 2034 | Technical | MW | After Competition Groups | 0.28475 | 0 | 0 | 2413.9535 | 0.00011796 | 73 | Residential_2034_Technical_MW_After Competition Groups_73 | Chilled Water Optimization | 0.0118% | 0 | 0.28475 | Residential_2034_Technical_MW_After Competition Groups_Chilled Water Optimization
Residential | Res ¦ Beverage Vending Machine Controls | 2034 | Technical | MW | After Competition Groups | 0.25406 | 0 | 0 | 2413.9535 | 0.00010525 | 74 | Residential_2034_Technical_MW_After Competition Groups_74 | Beverage Vending Machine Controls | 0.01052% | 0 | 0.25406 | Residential_2034_Technical_MW_After Competition Groups_Beverage Vending Machine Controls
Residential | Res ¦ Wall Insulation MF | 2034 | Technical | MW | After Competition Groups | 0.15507 | 0 | 0 | 2413.9535 | 6.4237e-05 | 75 | Residential_2034_Technical_MW_After Competition Groups_75 | Wall Insulation MF | 0.006424% | 0 | 0.15507 | Residential_2034_Technical_MW_After Competition Groups_Wall Insulation MF
Residential | Res ¦ LED Recessed Downlights | 2034 | Technical | MW | After Competition Groups | 0.022701 | 0 | 0 | 2413.9535 | 9.404e-06 | 76 | Residential_2034_Technical_MW_After Competition Groups_76 | LED Recessed Downlights | 0.0009404% | 0 | 0.022701 | Residential_2034_Technical_MW_After Competition Groups_LED Recessed Downlights
Residential | Res ¦ LED High Bay Fixture | 2034 | Technical | MW | After Competition Groups | 0.019399 | 0 | 0 | 2413.9535 | 8.0362e-06 | 77 | Residential_2034_Technical_MW_After Competition Groups_77 | LED High Bay Fixture | 0.0008036% | 0 | 0.019399 | Residential_2034_Technical_MW_After Competition Groups_LED High Bay Fixture
Residential | Res ¦ Radiant Barrier | 2034 | Technical | MW | After Competition Groups | 0.011971 | 0 | 0 | 2413.9535 | 4.9591e-06 | 78 | Residential_2034_Technical_MW_After Competition Groups_78 | Radiant Barrier | 0.0004959% | 0 | 0.011971 | Residential_2034_Technical_MW_After Competition Groups_Radiant Barrier
Residential | Res ¦ Solar Water Preheat (Pools/DHW) | 2034 | Technical | MW | After Competition Groups | 0.010812 | 0 | 0 | 2413.9535 | 4.4792e-06 | 79 | Residential_2034_Technical_MW_After Competition Groups_79 | Solar Water Preheat (Pools/DHW) | 0.0004479% | 0 | 0.010812 | Residential_2034_Technical_MW_After Competition Groups_Solar Water Preheat (Pools/DHW)
Residential | Res ¦ Photocell Controls (Outdoor) | 2034 | Technical | MW | After Competition Groups | 4.5474e-05 | 0 | 0 | 2413.9535 | 1.8838e-08 | 80 | Residential_2034_Technical_MW_After Competition Groups_80 | Photocell Controls (Outdoor) | 1.884e-06% | 0 | 4.5474e-05 | Residential_2034_Technical_MW_After Competition Groups_Photocell Controls (Outdoor)
Residential | Res ¦ Ductless Mini-Split Heat Pump | 2035 | Economic | MW | After Competition Groups | 210.3664 | 0 | 0 | 1339.8336 | 0.15701 | 1 | Residential_2035_Economic_MW_After Competition Groups_1 | Ductless Mini-Split Heat Pump | 15.7% | 0 | 210.3664 | Residential_2035_Economic_MW_After Competition Groups_Ductless Mini-Split Heat Pump
Residential | Res ¦ Adaptive Thermostat | 2035 | Economic | MW | After Competition Groups | 201.5733 | 0 | 0 | 1339.8336 | 0.15045 | 2 | Residential_2035_Economic_MW_After Competition Groups_2 | Adaptive Thermostat | 15.04% | 0 | 201.5733 | Residential_2035_Economic_MW_After Competition Groups_Adaptive Thermostat
Residential | Res ¦ Energy Star Air Source Heat Pump | 2035 | Economic | MW | After Competition Groups | 119.8462 | 0 | 0 | 1339.8336 | 0.089449 | 3 | Residential_2035_Economic_MW_After Competition Groups_3 | Energy Star Air Source Heat Pump | 8.945% | 0 | 119.8462 | Residential_2035_Economic_MW_After Competition Groups_Energy Star Air Source Heat Pump
Residential | Res ¦ Energy Star Clothes Washer | 2035 | Economic | MW | After Competition Groups | 95.0436 | 0 | 0 | 1339.8336 | 0.070937 | 4 | Residential_2035_Economic_MW_After Competition Groups_4 | Energy Star Clothes Washer | 7.094% | 0 | 95.0436 | Residential_2035_Economic_MW_After Competition Groups_Energy Star Clothes Washer
Residential | Res ¦ Energy Star Room Air Conditioner | 2035 | Economic | MW | After Competition Groups | 76.3634 | 0 | 0 | 1339.8336 | 0.056995 | 5 | Residential_2035_Economic_MW_After Competition Groups_5 | Energy Star Room Air Conditioner | 5.699% | 0 | 76.3634 | Residential_2035_Economic_MW_After Competition Groups_Energy Star Room Air Conditioner
Residential | Res ¦ Building Recommissioning, Operations and Maintenance (O&M) Improvements | 2035 | Economic | MW | After Competition Groups | 75.1878 | 0 | 0 | 1339.8336 | 0.056117 | 6 | Residential_2035_Economic_MW_After Competition Groups_6 | Building Recommissioning, Operations and Maintenance (O&M) Improvements | 5.612% | 0 | 75.1878 | Residential_2035_Economic_MW_After Competition Groups_Building Recommissioning, Operations and Maintenance (O&M) Improvements
Residential | Res ¦ Basement Wall Insulation | 2035 | Economic | MW | After Competition Groups | 69.35 | 0 | 0 | 1339.8336 | 0.05176 | 7 | Residential_2035_Economic_MW_After Competition Groups_7 | Basement Wall Insulation | 5.176% | 0 | 69.35 | Residential_2035_Economic_MW_After Competition Groups_Basement Wall Insulation
Residential | Res ¦ Energy Star LED Bulbs General Purpose LEDs | 2035 | Economic | MW | After Competition Groups | 61.4876 | 0 | 0 | 1339.8336 | 0.045892 | 8 | Residential_2035_Economic_MW_After Competition Groups_8 | Energy Star LED Bulbs General Purpose LEDs | 4.589% | 0 | 61.4876 | Residential_2035_Economic_MW_After Competition Groups_Energy Star LED Bulbs General Purpose LEDs
Residential | Res ¦ Variable Speed Pool Pump Motor | 2035 | Economic | MW | After Competition Groups | 53.7059 | 0 | 0 | 1339.8336 | 0.040084 | 9 | Residential_2035_Economic_MW_After Competition Groups_9 | Variable Speed Pool Pump Motor | 4.008% | 0 | 53.7059 | Residential_2035_Economic_MW_After Competition Groups_Variable Speed Pool Pump Motor
Residential | Res ¦ Attic Insulation | 2035 | Economic | MW | After Competition Groups | 53.4991 | 0 | 0 | 1339.8336 | 0.03993 | 10 | Residential_2035_Economic_MW_After Competition Groups_10 | Attic Insulation | 3.993% | 0 | 53.4991 | Residential_2035_Economic_MW_After Competition Groups_Attic Insulation
Residential | Res ¦ Energy Star A Line, PAR, MR Lamps | 2035 | Economic | MW | After Competition Groups | 50.8172 | 0 | 0 | 1339.8336 | 0.037928 | 11 | Residential_2035_Economic_MW_After Competition Groups_11 | Energy Star A Line, PAR, MR Lamps | 3.793% | 0 | 50.8172 | Residential_2035_Economic_MW_After Competition Groups_Energy Star A Line, PAR, MR Lamps
Residential | Res ¦ Energy Star Clothes Dryer | 2035 | Economic | MW | After Competition Groups | 38.5857 | 0 | 0 | 1339.8336 | 0.028799 | 12 | Residential_2035_Economic_MW_After Competition Groups_12 | Energy Star Clothes Dryer | 2.88% | 0 | 38.5857 | Residential_2035_Economic_MW_After Competition Groups_Energy Star Clothes Dryer
Residential | Res ¦ Smart Burners | 2035 | Economic | MW | After Competition Groups | 32.6791 | 0 | 0 | 1339.8336 | 0.02439 | 13 | Residential_2035_Economic_MW_After Competition Groups_13 | Smart Burners | 2.439% | 0 | 32.6791 | Residential_2035_Economic_MW_After Competition Groups_Smart Burners
Residential | Res ¦ Energy Star Torchiere | 2035 | Economic | MW | After Competition Groups | 16.1931 | 0 | 0 | 1339.8336 | 0.012086 | 14 | Residential_2035_Economic_MW_After Competition Groups_14 | Energy Star Torchiere | 1.209% | 0 | 16.1931 | Residential_2035_Economic_MW_After Competition Groups_Energy Star Torchiere
Residential | Res ¦ Home Energy Reports | 2035 | Economic | MW | After Competition Groups | 15.4757 | 0 | 0 | 1339.8336 | 0.01155 | 15 | Residential_2035_Economic_MW_After Competition Groups_15 | Home Energy Reports | 1.155% | 0 | 15.4757 | Residential_2035_Economic_MW_After Competition Groups_Home Energy Reports
Residential | Res ¦ Duct Insulation | 2035 | Economic | MW | After Competition Groups | 15.3805 | 0 | 0 | 1339.8336 | 0.011479 | 16 | Residential_2035_Economic_MW_After Competition Groups_16 | Duct Insulation | 1.148% | 0 | 15.3805 | Residential_2035_Economic_MW_After Competition Groups_Duct Insulation
Residential | Res ¦ Air Sealing | 2035 | Economic | MW | After Competition Groups | 14.7515 | 0 | 0 | 1339.8336 | 0.01101 | 17 | Residential_2035_Economic_MW_After Competition Groups_17 | Air Sealing | 1.101% | 0 | 14.7515 | Residential_2035_Economic_MW_After Competition Groups_Air Sealing
Residential | Res ¦ Floor Insulation | 2035 | Economic | MW | After Competition Groups | 14.0213 | 0 | 0 | 1339.8336 | 0.010465 | 18 | Residential_2035_Economic_MW_After Competition Groups_18 | Floor Insulation | 1.046% | 0 | 14.0213 | Residential_2035_Economic_MW_After Competition Groups_Floor Insulation
Residential | Res ¦ High Efficiency Chiller (avg of water and air cooled) | 2035 | Economic | MW | After Competition Groups | 11.9201 | 0 | 0 | 1339.8336 | 0.0088967 | 19 | Residential_2035_Economic_MW_After Competition Groups_19 | High Efficiency Chiller (avg of water and air cooled) | 0.8897% | 0 | 11.9201 | Residential_2035_Economic_MW_After Competition Groups_High Efficiency Chiller (avg of water and air cooled)
Residential | Res ¦ Advanced BAS/Controllers | 2035 | Economic | MW | After Competition Groups | 11.0046 | 0 | 0 | 1339.8336 | 0.0082134 | 20 | Residential_2035_Economic_MW_After Competition Groups_20 | Advanced BAS/Controllers | 0.8213% | 0 | 11.0046 | Residential_2035_Economic_MW_After Competition Groups_Advanced BAS/Controllers
Residential | Res ¦ Clothes Drying Racks | 2035 | Economic | MW | After Competition Groups | 10.1836 | 0 | 0 | 1339.8336 | 0.0076007 | 21 | Residential_2035_Economic_MW_After Competition Groups_21 | Clothes Drying Racks | 0.7601% | 0 | 10.1836 | Residential_2035_Economic_MW_After Competition Groups_Clothes Drying Racks
Residential | Res ¦ Refrigerator Recycling | 2035 | Economic | MW | After Competition Groups | 8.6299 | 0 | 0 | 1339.8336 | 0.006441 | 22 | Residential_2035_Economic_MW_After Competition Groups_22 | Refrigerator Recycling | 0.6441% | 0 | 8.6299 | Residential_2035_Economic_MW_After Competition Groups_Refrigerator Recycling
Residential | Res ¦ Freezer Recycling | 2035 | Economic | MW | After Competition Groups | 8.0395 | 0 | 0 | 1339.8336 | 0.0060004 | 23 | Residential_2035_Economic_MW_After Competition Groups_23 | Freezer Recycling | 0.6% | 0 | 8.0395 | Residential_2035_Economic_MW_After Competition Groups_Freezer Recycling
Residential | Res ¦ Energy Star Dehumidifier | 2035 | Economic | MW | After Competition Groups | 7.5992 | 0 | 0 | 1339.8336 | 0.0056717 | 24 | Residential_2035_Economic_MW_After Competition Groups_24 | Energy Star Dehumidifier | 0.5672% | 0 | 7.5992 | Residential_2035_Economic_MW_After Competition Groups_Energy Star Dehumidifier
Residential | Res ¦ Occupancy Sensors MF | 2035 | Economic | MW | After Competition Groups | 7.4104 | 0 | 0 | 1339.8336 | 0.0055309 | 25 | Residential_2035_Economic_MW_After Competition Groups_25 | Occupancy Sensors MF | 0.5531% | 0 | 7.4104 | Residential_2035_Economic_MW_After Competition Groups_Occupancy Sensors MF
Residential | Res ¦ Energy Star Freezer | 2035 | Economic | MW | After Competition Groups | 7.3185 | 0 | 0 | 1339.8336 | 0.0054622 | 26 | Residential_2035_Economic_MW_After Competition Groups_26 | Energy Star Freezer | 0.5462% | 0 | 7.3185 | Residential_2035_Economic_MW_After Competition Groups_Energy Star Freezer
Residential | Res ¦ Duct Insulation MF | 2035 | Economic | MW | After Competition Groups | 7.0085 | 0 | 0 | 1339.8336 | 0.0052308 | 27 | Residential_2035_Economic_MW_After Competition Groups_27 | Duct Insulation MF | 0.5231% | 0 | 7.0085 | Residential_2035_Economic_MW_After Competition Groups_Duct Insulation MF
Residential | Res ¦ Energy Star Light Fixture | 2035 | Economic | MW | After Competition Groups | 6.9018 | 0 | 0 | 1339.8336 | 0.0051512 | 28 | Residential_2035_Economic_MW_After Competition Groups_28 | Energy Star Light Fixture | 0.5151% | 0 | 6.9018 | Residential_2035_Economic_MW_After Competition Groups_Energy Star Light Fixture
Residential | Res ¦ Heat Recovery Ventilator | 2035 | Economic | MW | After Competition Groups | 5.5415 | 0 | 0 | 1339.8336 | 0.0041359 | 29 | Residential_2035_Economic_MW_After Competition Groups_29 | Heat Recovery Ventilator | 0.4136% | 0 | 5.5415 | Residential_2035_Economic_MW_After Competition Groups_Heat Recovery Ventilator
Residential | Res ¦ Minimize Hot and Warm Clothes Wash | 2035 | Economic | MW | After Competition Groups | 4.2656 | 0 | 0 | 1339.8336 | 0.0031837 | 30 | Residential_2035_Economic_MW_After Competition Groups_30 | Minimize Hot and Warm Clothes Wash | 0.3184% | 0 | 4.2656 | Residential_2035_Economic_MW_After Competition Groups_Minimize Hot and Warm Clothes Wash
Residential | Res ¦ LED Tube Re-Lamp | 2035 | Economic | MW | After Competition Groups | 4.1346 | 0 | 0 | 1339.8336 | 0.0030859 | 31 | Residential_2035_Economic_MW_After Competition Groups_31 | LED Tube Re-Lamp | 0.3086% | 0 | 4.1346 | Residential_2035_Economic_MW_After Competition Groups_LED Tube Re-Lamp
Residential | Res ¦ Outside Air Economizer | 2035 | Economic | MW | After Competition Groups | 3.4056 | 0 | 0 | 1339.8336 | 0.0025418 | 32 | Residential_2035_Economic_MW_After Competition Groups_32 | Outside Air Economizer | 0.2542% | 0 | 3.4056 | Residential_2035_Economic_MW_After Competition Groups_Outside Air Economizer
Residential | Res ¦ Tankless Water Heater | 2035 | Economic | MW | After Competition Groups | 3.1458 | 0 | 0 | 1339.8336 | 0.0023479 | 33 | Residential_2035_Economic_MW_After Competition Groups_33 | Tankless Water Heater | 0.2348% | 0 | 3.1458 | Residential_2035_Economic_MW_After Competition Groups_Tankless Water Heater
Residential | Res ¦ CO Sensors for parking garage exhaust fans | 2035 | Economic | MW | After Competition Groups | 2.1487 | 0 | 0 | 1339.8336 | 0.0016037 | 34 | Residential_2035_Economic_MW_After Competition Groups_34 | CO Sensors for parking garage exhaust fans | 0.1604% | 0 | 2.1487 | Residential_2035_Economic_MW_After Competition Groups_CO Sensors for parking garage exhaust fans
Residential | Res ¦ Condensing Make Up Air Unit | 2035 | Economic | MW | After Competition Groups | 2.1325 | 0 | 0 | 1339.8336 | 0.0015916 | 35 | Residential_2035_Economic_MW_After Competition Groups_35 | Condensing Make Up Air Unit | 0.1592% | 0 | 2.1325 | Residential_2035_Economic_MW_After Competition Groups_Condensing Make Up Air Unit
Residential | Res ¦ Demand Control Ventilation | 2035 | Economic | MW | After Competition Groups | 1.934 | 0 | 0 | 1339.8336 | 0.0014435 | 36 | Residential_2035_Economic_MW_After Competition Groups_36 | Demand Control Ventilation | 0.1443% | 0 | 1.934 | Residential_2035_Economic_MW_After Competition Groups_Demand Control Ventilation
Residential | Res ¦ ENERGY STAR LED LAMPS (REFLECTOR LAMPs/MR16/PAR 16) | 2035 | Economic | MW | After Competition Groups | 1.8956 | 0 | 0 | 1339.8336 | 0.0014148 | 37 | Residential_2035_Economic_MW_After Competition Groups_37 | ENERGY STAR LED LAMPS (REFLECTOR LAMPs/MR16/PAR 16) | 0.1415% | 0 | 1.8956 | Residential_2035_Economic_MW_After Competition Groups_ENERGY STAR LED LAMPS (REFLECTOR LAMPs/MR16/PAR 16)
Residential | Res ¦ Furnace Whistle | 2035 | Economic | MW | After Competition Groups | 1.8585 | 0 | 0 | 1339.8336 | 0.0013871 | 38 | Residential_2035_Economic_MW_After Competition Groups_38 | Furnace Whistle | 0.1387% | 0 | 1.8585 | Residential_2035_Economic_MW_After Competition Groups_Furnace Whistle
Residential | Res ¦ Wall Insulation | 2035 | Economic | MW | After Competition Groups | 1.7068 | 0 | 0 | 1339.8336 | 0.0012739 | 39 | Residential_2035_Economic_MW_After Competition Groups_39 | Wall Insulation | 0.1274% | 0 | 1.7068 | Residential_2035_Economic_MW_After Competition Groups_Wall Insulation
Residential | Res ¦ Comprehensive Draft Proofing | 2035 | Economic | MW | After Competition Groups | 1.5793 | 0 | 0 | 1339.8336 | 0.0011787 | 40 | Residential_2035_Economic_MW_After Competition Groups_40 | Comprehensive Draft Proofing | 0.1179% | 0 | 1.5793 | Residential_2035_Economic_MW_After Competition Groups_Comprehensive Draft Proofing
Residential | Res ¦ Variable Frequency Drive (VFD) | 2035 | Economic | MW | After Competition Groups | 1.5318 | 0 | 0 | 1339.8336 | 0.0011433 | 41 | Residential_2035_Economic_MW_After Competition Groups_41 | Variable Frequency Drive (VFD) | 0.1143% | 0 | 1.5318 | Residential_2035_Economic_MW_After Competition Groups_Variable Frequency Drive (VFD)
Residential | Res ¦ Water Heater Temperature Setback | 2035 | Economic | MW | After Competition Groups | 0.96877 | 0 | 0 | 1339.8336 | 0.00072305 | 42 | Residential_2035_Economic_MW_After Competition Groups_42 | Water Heater Temperature Setback | 0.0723% | 0 | 0.96877 | Residential_2035_Economic_MW_After Competition Groups_Water Heater Temperature Setback
Residential | Res ¦ LED Parking Lot Fixture | 2035 | Economic | MW | After Competition Groups | 0.87304 | 0 | 0 | 1339.8336 | 0.0006516 | 43 | Residential_2035_Economic_MW_After Competition Groups_43 | LED Parking Lot Fixture | 0.06516% | 0 | 0.87304 | Residential_2035_Economic_MW_After Competition Groups_LED Parking Lot Fixture
Residential | Res ¦ VFD on Pumps | 2035 | Economic | MW | After Competition Groups | 0.47104 | 0 | 0 | 1339.8336 | 0.00035156 | 44 | Residential_2035_Economic_MW_After Competition Groups_44 | VFD on Pumps | 0.03516% | 0 | 0.47104 | Residential_2035_Economic_MW_After Competition Groups_VFD on Pumps
Residential | Res ¦ ENERGY STAR LED Lamps (General Service Lamps) | 2035 | Economic | MW | After Competition Groups | 0.44671 | 0 | 0 | 1339.8336 | 0.00033341 | 45 | Residential_2035_Economic_MW_After Competition Groups_45 | ENERGY STAR LED Lamps (General Service Lamps) | 0.03334% | 0 | 0.44671 | Residential_2035_Economic_MW_After Competition Groups_ENERGY STAR LED Lamps (General Service Lamps)
Residential | Res ¦ LED Exterior Area Lights - LED Fixture (200W) | 2035 | Economic | MW | After Competition Groups | 0.41057 | 0 | 0 | 1339.8336 | 0.00030644 | 46 | Residential_2035_Economic_MW_After Competition Groups_46 | LED Exterior Area Lights - LED Fixture (200W) | 0.03064% | 0 | 0.41057 | Residential_2035_Economic_MW_After Competition Groups_LED Exterior Area Lights - LED Fixture (200W)
Residential | Res ¦ ECM MOTORS FOR HVAC APPLICATION (FAN-POWERED VAV BOX) | 2035 | Economic | MW | After Competition Groups | 0.35677 | 0 | 0 | 1339.8336 | 0.00026628 | 47 | Residential_2035_Economic_MW_After Competition Groups_47 | ECM MOTORS FOR HVAC APPLICATION (FAN-POWERED VAV BOX) | 0.02663% | 0 | 0.35677 | Residential_2035_Economic_MW_After Competition Groups_ECM MOTORS FOR HVAC APPLICATION (FAN-POWERED VAV BOX)
Residential | Res ¦ Chilled Water Optimization | 2035 | Economic | MW | After Competition Groups | 0.29722 | 0 | 0 | 1339.8336 | 0.00022184 | 48 | Residential_2035_Economic_MW_After Competition Groups_48 | Chilled Water Optimization | 0.02218% | 0 | 0.29722 | Residential_2035_Economic_MW_After Competition Groups_Chilled Water Optimization
Residential | Res ¦ Beverage Vending Machine Controls | 2035 | Economic | MW | After Competition Groups | 0.25615 | 0 | 0 | 1339.8336 | 0.00019118 | 49 | Residential_2035_Economic_MW_After Competition Groups_49 | Beverage Vending Machine Controls | 0.01912% | 0 | 0.25615 | Residential_2035_Economic_MW_After Competition Groups_Beverage Vending Machine Controls
Residential | Res ¦ LED Downlight | 2035 | Economic | MW | After Competition Groups | 0.098806 | 0 | 0 | 1339.8336 | 7.3745e-05 | 50 | Residential_2035_Economic_MW_After Competition Groups_50 | LED Downlight | 0.007374% | 0 | 0.098806 | Residential_2035_Economic_MW_After Competition Groups_LED Downlight
Residential | Res ¦ LED High Bay Fixture | 2035 | Economic | MW | After Competition Groups | 0.018701 | 0 | 0 | 1339.8336 | 1.3958e-05 | 51 | Residential_2035_Economic_MW_After Competition Groups_51 | LED High Bay Fixture | 0.001396% | 0 | 0.018701 | Residential_2035_Economic_MW_After Competition Groups_LED High Bay Fixture
Residential | Res ¦ Wall Insulation MF | 2035 | Economic | MW | After Competition Groups | 0.012215 | 0 | 0 | 1339.8336 | 9.1169e-06 | 52 | Residential_2035_Economic_MW_After Competition Groups_52 | Wall Insulation MF | 0.0009117% | 0 | 0.012215 | Residential_2035_Economic_MW_After Competition Groups_Wall Insulation MF
Residential | Res ¦ Smart Power Bar | 2035 | Economic | MW | After Competition Groups | 0 | 0 | 0 | 1339.8336 | 0 | 53 | Residential_2035_Economic_MW_After Competition Groups_53 | Smart Power Bar | 0% | 0 | 0 | Residential_2035_Economic_MW_After Competition Groups_Smart Power Bar
Residential | Res ¦ Ductless Mini-Split Heat Pump | 2035 | SC A | MW | After Competition Groups | 114.0284 | 0 | 0 | 547.3649 | 0.20832 | 1 | Residential_2035_SC A_MW_After Competition Groups_1 | Ductless Mini-Split Heat Pump | 20.83% | 0 | 114.0284 | Residential_2035_SC A_MW_After Competition Groups_Ductless Mini-Split Heat Pump
Residential | Res ¦ Building Recommissioning, Operations and Maintenance (O&M) Improvements | 2035 | SC A | MW | After Competition Groups | 61.6292 | 0 | 0 | 547.3649 | 0.11259 | 2 | Residential_2035_SC A_MW_After Competition Groups_2 | Building Recommissioning, Operations and Maintenance (O&M) Improvements | 11.26% | 0 | 61.6292 | Residential_2035_SC A_MW_After Competition Groups_Building Recommissioning, Operations and Maintenance (O&M) Improvements
Residential | Res ¦ Energy Star Clothes Washer | 2035 | SC A | MW | After Competition Groups | 53.7009 | 0 | 0 | 547.3649 | 0.098108 | 3 | Residential_2035_SC A_MW_After Competition Groups_3 | Energy Star Clothes Washer | 9.811% | 0 | 53.7009 | Residential_2035_SC A_MW_After Competition Groups_Energy Star Clothes Washer
Residential | Res ¦ Adaptive Thermostat | 2035 | SC A | MW | After Competition Groups | 37.4381 | 0 | 0 | 547.3649 | 0.068397 | 4 | Residential_2035_SC A_MW_After Competition Groups_4 | Adaptive Thermostat | 6.84% | 0 | 37.4381 | Residential_2035_SC A_MW_After Competition Groups_Adaptive Thermostat
Residential | Res ¦ Variable Speed Pool Pump Motor | 2035 | SC A | MW | After Competition Groups | 33.2803 | 0 | 0 | 547.3649 | 0.060801 | 5 | Residential_2035_SC A_MW_After Competition Groups_5 | Variable Speed Pool Pump Motor | 6.08% | 0 | 33.2803 | Residential_2035_SC A_MW_After Competition Groups_Variable Speed Pool Pump Motor
Residential | Res ¦ Energy Star Air Source Heat Pump | 2035 | SC A | MW | After Competition Groups | 31.6046 | 0 | 0 | 547.3649 | 0.057739 | 6 | Residential_2035_SC A_MW_After Competition Groups_6 | Energy Star Air Source Heat Pump | 5.774% | 0 | 31.6046 | Residential_2035_SC A_MW_After Competition Groups_Energy Star Air Source Heat Pump
Residential | Res ¦ Energy Star LED Specialty Bulbs | 2035 | SC A | MW | After Competition Groups | 31.2213 | 0 | 0 | 547.3649 | 0.057039 | 7 | Residential_2035_SC A_MW_After Competition Groups_7 | Energy Star LED Specialty Bulbs | 5.704% | 0 | 31.2213 | Residential_2035_SC A_MW_After Competition Groups_Energy Star LED Specialty Bulbs
Residential | Res ¦ Basement Wall Insulation | 2035 | SC A | MW | After Competition Groups | 28.0683 | 0 | 0 | 547.3649 | 0.051279 | 8 | Residential_2035_SC A_MW_After Competition Groups_8 | Basement Wall Insulation | 5.128% | 0 | 28.0683 | Residential_2035_SC A_MW_After Competition Groups_Basement Wall Insulation
Residential | Res ¦ Energy Star Room Air Conditioner | 2035 | SC A | MW | After Competition Groups | 19.391 | 0 | 0 | 547.3649 | 0.035426 | 9 | Residential_2035_SC A_MW_After Competition Groups_9 | Energy Star Room Air Conditioner | 3.543% | 0 | 19.391 | Residential_2035_SC A_MW_After Competition Groups_Energy Star Room Air Conditioner
Residential | Res ¦ Energy Star A Line, PAR, MR Lamps | 2035 | SC A | MW | After Competition Groups | 15.201 | 0 | 0 | 547.3649 | 0.027771 | 10 | Residential_2035_SC A_MW_After Competition Groups_10 | Energy Star A Line, PAR, MR Lamps | 2.777% | 0 | 15.201 | Residential_2035_SC A_MW_After Competition Groups_Energy Star A Line, PAR, MR Lamps
Residential | Res ¦ Energy Star LED Bulbs General Purpose LEDs | 2035 | SC A | MW | After Competition Groups | 12.2295 | 0 | 0 | 547.3649 | 0.022342 | 11 | Residential_2035_SC A_MW_After Competition Groups_11 | Energy Star LED Bulbs General Purpose LEDs | 2.234% | 0 | 12.2295 | Residential_2035_SC A_MW_After Competition Groups_Energy Star LED Bulbs General Purpose LEDs
Residential | Res ¦ Home Energy Reports | 2035 | SC A | MW | After Competition Groups | 10.7598 | 0 | 0 | 547.3649 | 0.019657 | 12 | Residential_2035_SC A_MW_After Competition Groups_12 | Home Energy Reports | 1.966% | 0 | 10.7598 | Residential_2035_SC A_MW_After Competition Groups_Home Energy Reports
Residential | Res ¦ High Efficiency Chiller (avg of water and air cooled) | 2035 | SC A | MW | After Competition Groups | 10.5687 | 0 | 0 | 547.3649 | 0.019308 | 13 | Residential_2035_SC A_MW_After Competition Groups_13 | High Efficiency Chiller (avg of water and air cooled) | 1.931% | 0 | 10.5687 | Residential_2035_SC A_MW_After Competition Groups_High Efficiency Chiller (avg of water and air cooled)
Residential | Res ¦ Energy Star Clothes Dryer | 2035 | SC A | MW | After Competition Groups | 10.5515 | 0 | 0 | 547.3649 | 0.019277 | 14 | Residential_2035_SC A_MW_After Competition Groups_14 | Energy Star Clothes Dryer | 1.928% | 0 | 10.5515 | Residential_2035_SC A_MW_After Competition Groups_Energy Star Clothes Dryer
Residential | Res ¦ Energy Star Torchiere | 2035 | SC A | MW | After Competition Groups | 8.7094 | 0 | 0 | 547.3649 | 0.015912 | 15 | Residential_2035_SC A_MW_After Competition Groups_15 | Energy Star Torchiere | 1.591% | 0 | 8.7094 | Residential_2035_SC A_MW_After Competition Groups_Energy Star Torchiere
Residential | Res ¦ Attic Insulation | 2035 | SC A | MW | After Competition Groups | 8.4742 | 0 | 0 | 547.3649 | 0.015482 | 16 | Residential_2035_SC A_MW_After Competition Groups_16 | Attic Insulation | 1.548% | 0 | 8.4742 | Residential_2035_SC A_MW_After Competition Groups_Attic Insulation
Residential | Res ¦ Occupancy Sensors MF | 2035 | SC A | MW | After Competition Groups | 7.3145 | 0 | 0 | 547.3649 | 0.013363 | 17 | Residential_2035_SC A_MW_After Competition Groups_17 | Occupancy Sensors MF | 1.336% | 0 | 7.3145 | Residential_2035_SC A_MW_After Competition Groups_Occupancy Sensors MF
Residential | Res ¦ Advanced BAS/Controllers | 2035 | SC A | MW | After Competition Groups | 6.3266 | 0 | 0 | 547.3649 | 0.011558 | 18 | Residential_2035_SC A_MW_After Competition Groups_18 | Advanced BAS/Controllers | 1.156% | 0 | 6.3266 | Residential_2035_SC A_MW_After Competition Groups_Advanced BAS/Controllers
Residential | Res ¦ Refrigerator Recycling | 2035 | SC A | MW | After Competition Groups | 5.3456 | 0 | 0 | 547.3649 | 0.0097661 | 19 | Residential_2035_SC A_MW_After Competition Groups_19 | Refrigerator Recycling | 0.9766% | 0 | 5.3456 | Residential_2035_SC A_MW_After Competition Groups_Refrigerator Recycling
Residential | Res ¦ Smart Burners | 2035 | SC A | MW | After Competition Groups | 5.1893 | 0 | 0 | 547.3649 | 0.0094805 | 20 | Residential_2035_SC A_MW_After Competition Groups_20 | Smart Burners | 0.9481% | 0 | 5.1893 | Residential_2035_SC A_MW_After Competition Groups_Smart Burners
Residential | Res ¦ Energy Star Freezer | 2035 | SC A | MW | After Competition Groups | 4.0555 | 0 | 0 | 547.3649 | 0.0074092 | 21 | Residential_2035_SC A_MW_After Competition Groups_21 | Energy Star Freezer | 0.7409% | 0 | 4.0555 | Residential_2035_SC A_MW_After Competition Groups_Energy Star Freezer
Residential | Res ¦ LED Tube Re-Lamp | 2035 | SC A | MW | After Competition Groups | 3.5711 | 0 | 0 | 547.3649 | 0.0065242 | 22 | Residential_2035_SC A_MW_After Competition Groups_22 | LED Tube Re-Lamp | 0.6524% | 0 | 3.5711 | Residential_2035_SC A_MW_After Competition Groups_LED Tube Re-Lamp
Residential | Res ¦ Air Sealing | 2035 | SC A | MW | After Competition Groups | 3.173 | 0 | 0 | 547.3649 | 0.0057969 | 23 | Residential_2035_SC A_MW_After Competition Groups_23 | Air Sealing | 0.5797% | 0 | 3.173 | Residential_2035_SC A_MW_After Competition Groups_Air Sealing
Residential | Res ¦ Minimize Hot and Warm Clothes Wash | 2035 | SC A | MW | After Competition Groups | 3.05 | 0 | 0 | 547.3649 | 0.0055721 | 24 | Residential_2035_SC A_MW_After Competition Groups_24 | Minimize Hot and Warm Clothes Wash | 0.5572% | 0 | 3.05 | Residential_2035_SC A_MW_After Competition Groups_Minimize Hot and Warm Clothes Wash
Residential | Res ¦ Outside Air Economizer | 2035 | SC A | MW | After Competition Groups | 2.9987 | 0 | 0 | 547.3649 | 0.0054784 | 25 | Residential_2035_SC A_MW_After Competition Groups_25 | Outside Air Economizer | 0.5478% | 0 | 2.9987 | Residential_2035_SC A_MW_After Competition Groups_Outside Air Economizer
Residential | Res ¦ Energy Star Light Fixture | 2035 | SC A | MW | After Competition Groups | 2.9939 | 0 | 0 | 547.3649 | 0.0054697 | 26 | Residential_2035_SC A_MW_After Competition Groups_26 | Energy Star Light Fixture | 0.547% | 0 | 2.9939 | Residential_2035_SC A_MW_After Competition Groups_Energy Star Light Fixture
Residential | Res ¦ ENERGY STAR LED LAMPS (REFLECTOR LAMPs/MR16/PAR 16) | 2035 | SC A | MW | After Competition Groups | 2.0624 | 0 | 0 | 547.3649 | 0.0037678 | 27 | Residential_2035_SC A_MW_After Competition Groups_27 | ENERGY STAR LED LAMPS (REFLECTOR LAMPs/MR16/PAR 16) | 0.3768% | 0 | 2.0624 | Residential_2035_SC A_MW_After Competition Groups_ENERGY STAR LED LAMPS (REFLECTOR LAMPs/MR16/PAR 16)
Residential | Res ¦ Furnace Whistle | 2035 | SC A | MW | After Competition Groups | 1.5298 | 0 | 0 | 547.3649 | 0.0027949 | 28 | Residential_2035_SC A_MW_After Competition Groups_28 | Furnace Whistle | 0.2795% | 0 | 1.5298 | Residential_2035_SC A_MW_After Competition Groups_Furnace Whistle
Residential | Res ¦ Variable Frequency Drive (VFD) | 2035 | SC A | MW | After Competition Groups | 1.2609 | 0 | 0 | 547.3649 | 0.0023035 | 29 | Residential_2035_SC A_MW_After Competition Groups_29 | Variable Frequency Drive (VFD) | 0.2304% | 0 | 1.2609 | Residential_2035_SC A_MW_After Competition Groups_Variable Frequency Drive (VFD)
Residential | Res ¦ Comprehensive Draft Proofing | 2035 | SC A | MW | After Competition Groups | 1.2427 | 0 | 0 | 547.3649 | 0.0022703 | 30 | Residential_2035_SC A_MW_After Competition Groups_30 | Comprehensive Draft Proofing | 0.227% | 0 | 1.2427 | Residential_2035_SC A_MW_After Competition Groups_Comprehensive Draft Proofing
Residential | Res ¦ CO Sensors for parking garage exhaust fans | 2035 | SC A | MW | After Competition Groups | 1.1184 | 0 | 0 | 547.3649 | 0.0020432 | 31 | Residential_2035_SC A_MW_After Competition Groups_31 | CO Sensors for parking garage exhaust fans | 0.2043% | 0 | 1.1184 | Residential_2035_SC A_MW_After Competition Groups_CO Sensors for parking garage exhaust fans
Residential | Res ¦ Energy Star Dehumidifier | 2035 | SC A | MW | After Competition Groups | 1.077 | 0 | 0 | 547.3649 | 0.0019676 | 32 | Residential_2035_SC A_MW_After Competition Groups_32 | Energy Star Dehumidifier | 0.1968% | 0 | 1.077 | Residential_2035_SC A_MW_After Competition Groups_Energy Star Dehumidifier
Residential | Res ¦ LED Parking Lot Fixture | 2035 | SC A | MW | After Competition Groups | 0.89447 | 0 | 0 | 547.3649 | 0.0016341 | 33 | Residential_2035_SC A_MW_After Competition Groups_33 | LED Parking Lot Fixture | 0.1634% | 0 | 0.89447 | Residential_2035_SC A_MW_After Competition Groups_LED Parking Lot Fixture
Residential | Res ¦ Demand Control Ventilation | 2035 | SC A | MW | After Competition Groups | 0.84527 | 0 | 0 | 547.3649 | 0.0015443 | 34 | Residential_2035_SC A_MW_After Competition Groups_34 | Demand Control Ventilation | 0.1544% | 0 | 0.84527 | Residential_2035_SC A_MW_After Competition Groups_Demand Control Ventilation
Residential | Res ¦ Water Heater Temperature Setback | 2035 | SC A | MW | After Competition Groups | 0.79355 | 0 | 0 | 547.3649 | 0.0014498 | 35 | Residential_2035_SC A_MW_After Competition Groups_35 | Water Heater Temperature Setback | 0.145% | 0 | 0.79355 | Residential_2035_SC A_MW_After Competition Groups_Water Heater Temperature Setback
Residential | Res ¦ LED Downlight | 2035 | SC A | MW | After Competition Groups | 0.73194 | 0 | 0 | 547.3649 | 0.0013372 | 36 | Residential_2035_SC A_MW_After Competition Groups_36 | LED Downlight | 0.1337% | 0 | 0.73194 | Residential_2035_SC A_MW_After Competition Groups_LED Downlight
Residential | Res ¦ Tankless Water Heater | 2035 | SC A | MW | After Competition Groups | 0.70737 | 0 | 0 | 547.3649 | 0.0012923 | 37 | Residential_2035_SC A_MW_After Competition Groups_37 | Tankless Water Heater | 0.1292% | 0 | 0.70737 | Residential_2035_SC A_MW_After Competition Groups_Tankless Water Heater
Residential | Res ¦ Clothes Drying Racks | 2035 | SC A | MW | After Competition Groups | 0.575 | 0 | 0 | 547.3649 | 0.0010505 | 38 | Residential_2035_SC A_MW_After Competition Groups_38 | Clothes Drying Racks | 0.105% | 0 | 0.575 | Residential_2035_SC A_MW_After Competition Groups_Clothes Drying Racks
Residential | Res ¦ Floor Insulation | 2035 | SC A | MW | After Competition Groups | 0.56983 | 0 | 0 | 547.3649 | 0.001041 | 39 | Residential_2035_SC A_MW_After Competition Groups_39 | Floor Insulation | 0.1041% | 0 | 0.56983 | Residential_2035_SC A_MW_After Competition Groups_Floor Insulation
Residential | Res ¦ ENERGY STAR LED Lamps (General Service Lamps) | 2035 | SC A | MW | After Competition Groups | 0.45507 | 0 | 0 | 547.3649 | 0.00083139 | 40 | Residential_2035_SC A_MW_After Competition Groups_40 | ENERGY STAR LED Lamps (General Service Lamps) | 0.08314% | 0 | 0.45507 | Residential_2035_SC A_MW_After Competition Groups_ENERGY STAR LED Lamps (General Service Lamps)
Residential | Res ¦ Condensing Make Up Air Unit | 2035 | SC A | MW | After Competition Groups | 0.45226 | 0 | 0 | 547.3649 | 0.00082624 | 41 | Residential_2035_SC A_MW_After Competition Groups_41 | Condensing Make Up Air Unit | 0.08262% | 0 | 0.45226 | Residential_2035_SC A_MW_After Competition Groups_Condensing Make Up Air Unit
Residential | Res ¦ LED Exterior Area Lights - LED Fixture (200W) | 2035 | SC A | MW | After Competition Groups | 0.43138 | 0 | 0 | 547.3649 | 0.00078811 | 42 | Residential_2035_SC A_MW_After Competition Groups_42 | LED Exterior Area Lights - LED Fixture (200W) | 0.07881% | 0 | 0.43138 | Residential_2035_SC A_MW_After Competition Groups_LED Exterior Area Lights - LED Fixture (200W)
Residential | Res ¦ VFD on Pumps | 2035 | SC A | MW | After Competition Groups | 0.36803 | 0 | 0 | 547.3649 | 0.00067236 | 43 | Residential_2035_SC A_MW_After Competition Groups_43 | VFD on Pumps | 0.06724% | 0 | 0.36803 | Residential_2035_SC A_MW_After Competition Groups_VFD on Pumps
Residential | Res ¦ Duct Insulation | 2035 | SC A | MW | After Competition Groups | 0.33671 | 0 | 0 | 547.3649 | 0.00061514 | 44 | Residential_2035_SC A_MW_After Competition Groups_44 | Duct Insulation | 0.06151% | 0 | 0.33671 | Residential_2035_SC A_MW_After Competition Groups_Duct Insulation
Residential | Res ¦ Heat Recovery Ventilator | 2035 | SC A | MW | After Competition Groups | 0.25466 | 0 | 0 | 547.3649 | 0.00046524 | 45 | Residential_2035_SC A_MW_After Competition Groups_45 | Heat Recovery Ventilator | 0.04652% | 0 | 0.25466 | Residential_2035_SC A_MW_After Competition Groups_Heat Recovery Ventilator
Residential | Res ¦ ECM MOTORS FOR HVAC APPLICATION (FAN-POWERED VAV BOX) | 2035 | SC A | MW | After Competition Groups | 0.22764 | 0 | 0 | 547.3649 | 0.00041589 | 46 | Residential_2035_SC A_MW_After Competition Groups_46 | ECM MOTORS FOR HVAC APPLICATION (FAN-POWERED VAV BOX) | 0.04159% | 0 | 0.22764 | Residential_2035_SC A_MW_After Competition Groups_ECM MOTORS FOR HVAC APPLICATION (FAN-POWERED VAV BOX)
Residential | Res ¦ Duct Insulation MF | 2035 | SC A | MW | After Competition Groups | 0.20402 | 0 | 0 | 547.3649 | 0.00037274 | 47 | Residential_2035_SC A_MW_After Competition Groups_47 | Duct Insulation MF | 0.03727% | 0 | 0.20402 | Residential_2035_SC A_MW_After Competition Groups_Duct Insulation MF
Residential | Res ¦ Chilled Water Optimization | 2035 | SC A | MW | After Competition Groups | 0.17222 | 0 | 0 | 547.3649 | 0.00031464 | 48 | Residential_2035_SC A_MW_After Competition Groups_48 | Chilled Water Optimization | 0.03146% | 0 | 0.17222 | Residential_2035_SC A_MW_After Competition Groups_Chilled Water Optimization
Residential | Res ¦ Beverage Vending Machine Controls | 2035 | SC A | MW | After Competition Groups | 0.14738 | 0 | 0 | 547.3649 | 0.00026925 | 49 | Residential_2035_SC A_MW_After Competition Groups_49 | Beverage Vending Machine Controls | 0.02692% | 0 | 0.14738 | Residential_2035_SC A_MW_After Competition Groups_Beverage Vending Machine Controls
Residential | Res ¦ LED High Bay Fixture | 2035 | SC A | MW | After Competition Groups | 0.015844 | 0 | 0 | 547.3649 | 2.8946e-05 | 50 | Residential_2035_SC A_MW_After Competition Groups_50 | LED High Bay Fixture | 0.002895% | 0 | 0.015844 | Residential_2035_SC A_MW_After Competition Groups_LED High Bay Fixture
Residential | Res ¦ Wall Insulation | 2035 | SC A | MW | After Competition Groups | 0.011864 | 0 | 0 | 547.3649 | 2.1675e-05 | 51 | Residential_2035_SC A_MW_After Competition Groups_51 | Wall Insulation | 0.002167% | 0 | 0.011864 | Residential_2035_SC A_MW_After Competition Groups_Wall Insulation
Residential | Res ¦ Wall Insulation MF | 2035 | SC A | MW | After Competition Groups | 0.0042934 | 0 | 0 | 547.3649 | 7.8437e-06 | 52 | Residential_2035_SC A_MW_After Competition Groups_52 | Wall Insulation MF | 0.0007844% | 0 | 0.0042934 | Residential_2035_SC A_MW_After Competition Groups_Wall Insulation MF
Residential | Res ¦ Freezer Recycling | 2035 | SC A | MW | After Competition Groups | 0.00049266 | 0 | 0 | 547.3649 | 9.0006e-07 | 53 | Residential_2035_SC A_MW_After Competition Groups_53 | Freezer Recycling | 9.001e-05% | 0 | 0.00049266 | Residential_2035_SC A_MW_After Competition Groups_Freezer Recycling
Residential | Res ¦ Smart Power Bar | 2035 | SC A | MW | After Competition Groups | 0 | 0 | 0 | 547.3649 | 0 | 54 | Residential_2035_SC A_MW_After Competition Groups_54 | Smart Power Bar | 0% | 0 | 0 | Residential_2035_SC A_MW_After Competition Groups_Smart Power Bar
Residential | Res ¦ Ductless Mini-Split Heat Pump | 2035 | SC B | MW | After Competition Groups | 139.1293 | 0 | 0 | 855.5445 | 0.16262 | 1 | Residential_2035_SC B_MW_After Competition Groups_1 | Ductless Mini-Split Heat Pump | 16.26% | 0 | 139.1293 | Residential_2035_SC B_MW_After Competition Groups_Ductless Mini-Split Heat Pump
Residential | Res ¦ Adaptive Thermostat | 2035 | SC B | MW | After Competition Groups | 96.9451 | 0 | 0 | 855.5445 | 0.11331 | 2 | Residential_2035_SC B_MW_After Competition Groups_2 | Adaptive Thermostat | 11.33% | 0 | 96.9451 | Residential_2035_SC B_MW_After Competition Groups_Adaptive Thermostat
Residential | Res ¦ Building Recommissioning, Operations and Maintenance (O&M) Improvements | 2035 | SC B | MW | After Competition Groups | 85.2321 | 0 | 0 | 855.5445 | 0.099623 | 3 | Residential_2035_SC B_MW_After Competition Groups_3 | Building Recommissioning, Operations and Maintenance (O&M) Improvements | 9.962% | 0 | 85.2321 | Residential_2035_SC B_MW_After Competition Groups_Building Recommissioning, Operations and Maintenance (O&M) Improvements
Residential | Res ¦ Energy Star Clothes Washer | 2035 | SC B | MW | After Competition Groups | 80.5877 | 0 | 0 | 855.5445 | 0.094195 | 4 | Residential_2035_SC B_MW_After Competition Groups_4 | Energy Star Clothes Washer | 9.419% | 0 | 80.5877 | Residential_2035_SC B_MW_After Competition Groups_Energy Star Clothes Washer
Residential | Res ¦ Variable Speed Pool Pump Motor | 2035 | SC B | MW | After Competition Groups | 60.8795 | 0 | 0 | 855.5445 | 0.071159 | 5 | Residential_2035_SC B_MW_After Competition Groups_5 | Variable Speed Pool Pump Motor | 7.116% | 0 | 60.8795 | Residential_2035_SC B_MW_After Competition Groups_Variable Speed Pool Pump Motor
Residential | Res ¦ Energy Star Air Source Heat Pump | 2035 | SC B | MW | After Competition Groups | 45.4977 | 0 | 0 | 855.5445 | 0.05318 | 6 | Residential_2035_SC B_MW_After Competition Groups_6 | Energy Star Air Source Heat Pump | 5.318% | 0 | 45.4977 | Residential_2035_SC B_MW_After Competition Groups_Energy Star Air Source Heat Pump
Residential | Res ¦ Energy Star Room Air Conditioner | 2035 | SC B | MW | After Competition Groups | 35.5201 | 0 | 0 | 855.5445 | 0.041518 | 7 | Residential_2035_SC B_MW_After Competition Groups_7 | Energy Star Room Air Conditioner | 4.152% | 0 | 35.5201 | Residential_2035_SC B_MW_After Competition Groups_Energy Star Room Air Conditioner
Residential | Res ¦ Basement Wall Insulation | 2035 | SC B | MW | After Competition Groups | 28.7254 | 0 | 0 | 855.5445 | 0.033576 | 8 | Residential_2035_SC B_MW_After Competition Groups_8 | Basement Wall Insulation | 3.358% | 0 | 28.7254 | Residential_2035_SC B_MW_After Competition Groups_Basement Wall Insulation
Residential | Res ¦ Attic Insulation | 2035 | SC B | MW | After Competition Groups | 22.1556 | 0 | 0 | 855.5445 | 0.025897 | 9 | Residential_2035_SC B_MW_After Competition Groups_9 | Attic Insulation | 2.59% | 0 | 22.1556 | Residential_2035_SC B_MW_After Competition Groups_Attic Insulation
Residential | Res ¦ Energy Star LED Bulbs General Purpose LEDs | 2035 | SC B | MW | After Competition Groups | 21.3591 | 0 | 0 | 855.5445 | 0.024965 | 10 | Residential_2035_SC B_MW_After Competition Groups_10 | Energy Star LED Bulbs General Purpose LEDs | 2.497% | 0 | 21.3591 | Residential_2035_SC B_MW_After Competition Groups_Energy Star LED Bulbs General Purpose LEDs
Residential | Res ¦ Energy Star A Line, PAR, MR Lamps | 2035 | SC B | MW | After Competition Groups | 20.7469 | 0 | 0 | 855.5445 | 0.02425 | 11 | Residential_2035_SC B_MW_After Competition Groups_11 | Energy Star A Line, PAR, MR Lamps | 2.425% | 0 | 20.7469 | Residential_2035_SC B_MW_After Competition Groups_Energy Star A Line, PAR, MR Lamps
Residential | Res ¦ Smart Burners | 2035 | SC B | MW | After Competition Groups | 20.6863 | 0 | 0 | 855.5445 | 0.024179 | 12 | Residential_2035_SC B_MW_After Competition Groups_12 | Smart Burners | 2.418% | 0 | 20.6863 | Residential_2035_SC B_MW_After Competition Groups_Smart Burners
Residential | Res ¦ Energy Star LED Specialty Bulbs | 2035 | SC B | MW | After Competition Groups | 19.3598 | 0 | 0 | 855.5445 | 0.022629 | 13 | Residential_2035_SC B_MW_After Competition Groups_13 | Energy Star LED Specialty Bulbs | 2.263% | 0 | 19.3598 | Residential_2035_SC B_MW_After Competition Groups_Energy Star LED Specialty Bulbs
Residential | Res ¦ Energy Star Clothes Dryer | 2035 | SC B | MW | After Competition Groups | 18.8189 | 0 | 0 | 855.5445 | 0.021996 | 14 | Residential_2035_SC B_MW_After Competition Groups_14 | Energy Star Clothes Dryer | 2.2% | 0 | 18.8189 | Residential_2035_SC B_MW_After Competition Groups_Energy Star Clothes Dryer
Residential | Res ¦ Advanced BAS/Controllers | 2035 | SC B | MW | After Competition Groups | 12.4744 | 0 | 0 | 855.5445 | 0.014581 | 15 | Residential_2035_SC B_MW_After Competition Groups_15 | Advanced BAS/Controllers | 1.458% | 0 | 12.4744 | Residential_2035_SC B_MW_After Competition Groups_Advanced BAS/Controllers
Residential | Res ¦ Clothes Drying Racks | 2035 | SC B | MW | After Competition Groups | 11.5429 | 0 | 0 | 855.5445 | 0.013492 | 16 | Residential_2035_SC B_MW_After Competition Groups_16 | Clothes Drying Racks | 1.349% | 0 | 11.5429 | Residential_2035_SC B_MW_After Competition Groups_Clothes Drying Racks
Residential | Res ¦ Energy Star Torchiere | 2035 | SC B | MW | After Competition Groups | 11.3931 | 0 | 0 | 855.5445 | 0.013317 | 17 | Residential_2035_SC B_MW_After Competition Groups_17 | Energy Star Torchiere | 1.332% | 0 | 11.3931 | Residential_2035_SC B_MW_After Competition Groups_Energy Star Torchiere
Residential | Res ¦ Occupancy Sensors MF | 2035 | SC B | MW | After Competition Groups | 10.9016 | 0 | 0 | 855.5445 | 0.012742 | 18 | Residential_2035_SC B_MW_After Competition Groups_18 | Occupancy Sensors MF | 1.274% | 0 | 10.9016 | Residential_2035_SC B_MW_After Competition Groups_Occupancy Sensors MF
Residential | Res ¦ High Efficiency Chiller (avg of water and air cooled) | 2035 | SC B | MW | After Competition Groups | 10.7875 | 0 | 0 | 855.5445 | 0.012609 | 19 | Residential_2035_SC B_MW_After Competition Groups_19 | High Efficiency Chiller (avg of water and air cooled) | 1.261% | 0 | 10.7875 | Residential_2035_SC B_MW_After Competition Groups_High Efficiency Chiller (avg of water and air cooled)
Residential | Res ¦ Home Energy Reports | 2035 | SC B | MW | After Competition Groups | 10.7598 | 0 | 0 | 855.5445 | 0.012577 | 20 | Residential_2035_SC B_MW_After Competition Groups_20 | Home Energy Reports | 1.258% | 0 | 10.7598 | Residential_2035_SC B_MW_After Competition Groups_Home Energy Reports
Residential | Res ¦ Refrigerator Recycling | 2035 | SC B | MW | After Competition Groups | 9.7826 | 0 | 0 | 855.5445 | 0.011434 | 21 | Residential_2035_SC B_MW_After Competition Groups_21 | Refrigerator Recycling | 1.143% | 0 | 9.7826 | Residential_2035_SC B_MW_After Competition Groups_Refrigerator Recycling
Residential | Res ¦ Freezer Recycling | 2035 | SC B | MW | After Competition Groups | 9.1089 | 0 | 0 | 855.5445 | 0.010647 | 22 | Residential_2035_SC B_MW_After Competition Groups_22 | Freezer Recycling | 1.065% | 0 | 9.1089 | Residential_2035_SC B_MW_After Competition Groups_Freezer Recycling
Residential | Res ¦ Energy Star Freezer | 2035 | SC B | MW | After Competition Groups | 8.013 | 0 | 0 | 855.5445 | 0.009366 | 23 | Residential_2035_SC B_MW_After Competition Groups_23 | Energy Star Freezer | 0.9366% | 0 | 8.013 | Residential_2035_SC B_MW_After Competition Groups_Energy Star Freezer
Residential | Res ¦ Energy Star Dehumidifier | 2035 | SC B | MW | After Competition Groups | 7.8253 | 0 | 0 | 855.5445 | 0.0091466 | 24 | Residential_2035_SC B_MW_After Competition Groups_24 | Energy Star Dehumidifier | 0.9147% | 0 | 7.8253 | Residential_2035_SC B_MW_After Competition Groups_Energy Star Dehumidifier
Residential | Res ¦ Air Sealing | 2035 | SC B | MW | After Competition Groups | 6.1098 | 0 | 0 | 855.5445 | 0.0071414 | 25 | Residential_2035_SC B_MW_After Competition Groups_25 | Air Sealing | 0.7141% | 0 | 6.1098 | Residential_2035_SC B_MW_After Competition Groups_Air Sealing
Residential | Res ¦ Floor Insulation | 2035 | SC B | MW | After Competition Groups | 5.8042 | 0 | 0 | 855.5445 | 0.0067842 | 26 | Residential_2035_SC B_MW_After Competition Groups_26 | Floor Insulation | 0.6784% | 0 | 5.8042 | Residential_2035_SC B_MW_After Competition Groups_Floor Insulation
Residential | Res ¦ Duct Insulation | 2035 | SC B | MW | After Competition Groups | 5.496 | 0 | 0 | 855.5445 | 0.006424 | 27 | Residential_2035_SC B_MW_After Competition Groups_27 | Duct Insulation | 0.6424% | 0 | 5.496 | Residential_2035_SC B_MW_After Competition Groups_Duct Insulation
Residential | Res ¦ Energy Star Light Fixture | 2035 | SC B | MW | After Competition Groups | 4.2413 | 0 | 0 | 855.5445 | 0.0049574 | 28 | Residential_2035_SC B_MW_After Competition Groups_28 | Energy Star Light Fixture | 0.4957% | 0 | 4.2413 | Residential_2035_SC B_MW_After Competition Groups_Energy Star Light Fixture
Residential | Res ¦ Outside Air Economizer | 2035 | SC B | MW | After Competition Groups | 3.646 | 0 | 0 | 855.5445 | 0.0042617 | 29 | Residential_2035_SC B_MW_After Competition Groups_29 | Outside Air Economizer | 0.4262% | 0 | 3.646 | Residential_2035_SC B_MW_After Competition Groups_Outside Air Economizer
Residential | Res ¦ LED Tube Re-Lamp | 2035 | SC B | MW | After Competition Groups | 3.5711 | 0 | 0 | 855.5445 | 0.0041741 | 30 | Residential_2035_SC B_MW_After Competition Groups_30 | LED Tube Re-Lamp | 0.4174% | 0 | 3.5711 | Residential_2035_SC B_MW_After Competition Groups_LED Tube Re-Lamp
Residential | Res ¦ Minimize Hot and Warm Clothes Wash | 2035 | SC B | MW | After Competition Groups | 3.05 | 0 | 0 | 855.5445 | 0.0035649 | 31 | Residential_2035_SC B_MW_After Competition Groups_31 | Minimize Hot and Warm Clothes Wash | 0.3565% | 0 | 3.05 | Residential_2035_SC B_MW_After Competition Groups_Minimize Hot and Warm Clothes Wash
Residential | Res ¦ Heat Recovery Ventilator | 2035 | SC B | MW | After Competition Groups | 2.8232 | 0 | 0 | 855.5445 | 0.0032999 | 32 | Residential_2035_SC B_MW_After Competition Groups_32 | Heat Recovery Ventilator | 0.33% | 0 | 2.8232 | Residential_2035_SC B_MW_After Competition Groups_Heat Recovery Ventilator
Residential | Res ¦ Duct Insulation MF | 2035 | SC B | MW | After Competition Groups | 2.2835 | 0 | 0 | 855.5445 | 0.0026691 | 33 | Residential_2035_SC B_MW_After Competition Groups_33 | Duct Insulation MF | 0.2669% | 0 | 2.2835 | Residential_2035_SC B_MW_After Competition Groups_Duct Insulation MF
Residential | Res ¦ Demand Control Ventilation | 2035 | SC B | MW | After Competition Groups | 2.1923 | 0 | 0 | 855.5445 | 0.0025625 | 34 | Residential_2035_SC B_MW_After Competition Groups_34 | Demand Control Ventilation | 0.2562% | 0 | 2.1923 | Residential_2035_SC B_MW_After Competition Groups_Demand Control Ventilation
Residential | Res ¦ Furnace Whistle | 2035 | SC B | MW | After Competition Groups | 2.1068 | 0 | 0 | 855.5445 | 0.0024625 | 35 | Residential_2035_SC B_MW_After Competition Groups_35 | Furnace Whistle | 0.2463% | 0 | 2.1068 | Residential_2035_SC B_MW_After Competition Groups_Furnace Whistle
Residential | Res ¦ ENERGY STAR LED LAMPS (REFLECTOR LAMPs/MR16/PAR 16) | 2035 | SC B | MW | After Competition Groups | 2.0624 | 0 | 0 | 855.5445 | 0.0024106 | 36 | Residential_2035_SC B_MW_After Competition Groups_36 | ENERGY STAR LED LAMPS (REFLECTOR LAMPs/MR16/PAR 16) | 0.2411% | 0 | 2.0624 | Residential_2035_SC B_MW_After Competition Groups_ENERGY STAR LED LAMPS (REFLECTOR LAMPs/MR16/PAR 16)
Residential | Res ¦ CO Sensors for parking garage exhaust fans | 2035 | SC B | MW | After Competition Groups | 1.9813 | 0 | 0 | 855.5445 | 0.0023158 | 37 | Residential_2035_SC B_MW_After Competition Groups_37 | CO Sensors for parking garage exhaust fans | 0.2316% | 0 | 1.9813 | Residential_2035_SC B_MW_After Competition Groups_CO Sensors for parking garage exhaust fans
Residential | Res ¦ Comprehensive Draft Proofing | 2035 | SC B | MW | After Competition Groups | 1.7902 | 0 | 0 | 855.5445 | 0.0020925 | 38 | Residential_2035_SC B_MW_After Competition Groups_38 | Comprehensive Draft Proofing | 0.2093% | 0 | 1.7902 | Residential_2035_SC B_MW_After Competition Groups_Comprehensive Draft Proofing
Residential | Res ¦ Variable Frequency Drive (VFD) | 2035 | SC B | MW | After Competition Groups | 1.7364 | 0 | 0 | 855.5445 | 0.0020296 | 39 | Residential_2035_SC B_MW_After Competition Groups_39 | Variable Frequency Drive (VFD) | 0.203% | 0 | 1.7364 | Residential_2035_SC B_MW_After Competition Groups_Variable Frequency Drive (VFD)
Residential | Res ¦ Tankless Water Heater | 2035 | SC B | MW | After Competition Groups | 1.7335 | 0 | 0 | 855.5445 | 0.0020262 | 40 | Residential_2035_SC B_MW_After Competition Groups_40 | Tankless Water Heater | 0.2026% | 0 | 1.7335 | Residential_2035_SC B_MW_After Competition Groups_Tankless Water Heater
Residential | Res ¦ Condensing Make Up Air Unit | 2035 | SC B | MW | After Competition Groups | 1.5111 | 0 | 0 | 855.5445 | 0.0017663 | 41 | Residential_2035_SC B_MW_After Competition Groups_41 | Condensing Make Up Air Unit | 0.1766% | 0 | 1.5111 | Residential_2035_SC B_MW_After Competition Groups_Condensing Make Up Air Unit
Residential | Res ¦ Water Heater Temperature Setback | 2035 | SC B | MW | After Competition Groups | 1.0982 | 0 | 0 | 855.5445 | 0.0012836 | 42 | Residential_2035_SC B_MW_After Competition Groups_42 | Water Heater Temperature Setback | 0.1284% | 0 | 1.0982 | Residential_2035_SC B_MW_After Competition Groups_Water Heater Temperature Setback
Residential | Res ¦ LED Parking Lot Fixture | 2035 | SC B | MW | After Competition Groups | 0.94233 | 0 | 0 | 855.5445 | 0.0011014 | 43 | Residential_2035_SC B_MW_After Competition Groups_43 | LED Parking Lot Fixture | 0.1101% | 0 | 0.94233 | Residential_2035_SC B_MW_After Competition Groups_LED Parking Lot Fixture
Residential | Res ¦ LED Downlight | 2035 | SC B | MW | After Competition Groups | 0.74379 | 0 | 0 | 855.5445 | 0.00086937 | 44 | Residential_2035_SC B_MW_After Competition Groups_44 | LED Downlight | 0.08694% | 0 | 0.74379 | Residential_2035_SC B_MW_After Competition Groups_LED Downlight
Residential | Res ¦ VFD on Pumps | 2035 | SC B | MW | After Competition Groups | 0.53396 | 0 | 0 | 855.5445 | 0.00062411 | 45 | Residential_2035_SC B_MW_After Competition Groups_45 | VFD on Pumps | 0.06241% | 0 | 0.53396 | Residential_2035_SC B_MW_After Competition Groups_VFD on Pumps
Residential | Res ¦ ENERGY STAR LED Lamps (General Service Lamps) | 2035 | SC B | MW | After Competition Groups | 0.45507 | 0 | 0 | 855.5445 | 0.00053191 | 46 | Residential_2035_SC B_MW_After Competition Groups_46 | ENERGY STAR LED Lamps (General Service Lamps) | 0.05319% | 0 | 0.45507 | Residential_2035_SC B_MW_After Competition Groups_ENERGY STAR LED Lamps (General Service Lamps)
Residential | Res ¦ LED Exterior Area Lights - LED Fixture (200W) | 2035 | SC B | MW | After Competition Groups | 0.43138 | 0 | 0 | 855.5445 | 0.00050422 | 47 | Residential_2035_SC B_MW_After Competition Groups_47 | LED Exterior Area Lights - LED Fixture (200W) | 0.05042% | 0 | 0.43138 | Residential_2035_SC B_MW_After Competition Groups_LED Exterior Area Lights - LED Fixture (200W)
Residential | Res ¦ ECM MOTORS FOR HVAC APPLICATION (FAN-POWERED VAV BOX) | 2035 | SC B | MW | After Competition Groups | 0.32242 | 0 | 0 | 855.5445 | 0.00037686 | 48 | Residential_2035_SC B_MW_After Competition Groups_48 | ECM MOTORS FOR HVAC APPLICATION (FAN-POWERED VAV BOX) | 0.03769% | 0 | 0.32242 | Residential_2035_SC B_MW_After Competition Groups_ECM MOTORS FOR HVAC APPLICATION (FAN-POWERED VAV BOX)
Residential | Res ¦ Beverage Vending Machine Controls | 2035 | SC B | MW | After Competition Groups | 0.23198 | 0 | 0 | 855.5445 | 0.00027115 | 49 | Residential_2035_SC B_MW_After Competition Groups_49 | Beverage Vending Machine Controls | 0.02711% | 0 | 0.23198 | Residential_2035_SC B_MW_After Competition Groups_Beverage Vending Machine Controls
Residential | Res ¦ Chilled Water Optimization | 2035 | SC B | MW | After Competition Groups | 0.21577 | 0 | 0 | 855.5445 | 0.00025221 | 50 | Residential_2035_SC B_MW_After Competition Groups_50 | Chilled Water Optimization | 0.02522% | 0 | 0.21577 | Residential_2035_SC B_MW_After Competition Groups_Chilled Water Optimization
Residential | Res ¦ Wall Insulation | 2035 | SC B | MW | After Competition Groups | 0.16668 | 0 | 0 | 855.5445 | 0.00019482 | 51 | Residential_2035_SC B_MW_After Competition Groups_51 | Wall Insulation | 0.01948% | 0 | 0.16668 | Residential_2035_SC B_MW_After Competition Groups_Wall Insulation
Residential | Res ¦ LED High Bay Fixture | 2035 | SC B | MW | After Competition Groups | 0.026013 | 0 | 0 | 855.5445 | 3.0405e-05 | 52 | Residential_2035_SC B_MW_After Competition Groups_52 | LED High Bay Fixture | 0.003041% | 0 | 0.026013 | Residential_2035_SC B_MW_After Competition Groups_LED High Bay Fixture
Residential | Res ¦ Wall Insulation MF | 2035 | SC B | MW | After Competition Groups | 0.00506 | 0 | 0 | 855.5445 | 5.9144e-06 | 53 | Residential_2035_SC B_MW_After Competition Groups_53 | Wall Insulation MF | 0.0005914% | 0 | 0.00506 | Residential_2035_SC B_MW_After Competition Groups_Wall Insulation MF
Residential | Res ¦ Smart Power Bar | 2035 | SC B | MW | After Competition Groups | 0 | 0 | 0 | 855.5445 | 0 | 54 | Residential_2035_SC B_MW_After Competition Groups_54 | Smart Power Bar | 0% | 0 | 0 | Residential_2035_SC B_MW_After Competition Groups_Smart Power Bar
Residential | Res ¦ Ductless Mini-Split Heat Pump | 2035 | SC C | MW | After Competition Groups | 114.0226 | 0 | 0 | 674.5367 | 0.16904 | 1 | Residential_2035_SC C_MW_After Competition Groups_1 | Ductless Mini-Split Heat Pump | 16.9% | 0 | 114.0226 | Residential_2035_SC C_MW_After Competition Groups_Ductless Mini-Split Heat Pump
Residential | Res ¦ Energy Star Clothes Washer | 2035 | SC C | MW | After Competition Groups | 74.5132 | 0 | 0 | 674.5367 | 0.11047 | 2 | Residential_2035_SC C_MW_After Competition Groups_2 | Energy Star Clothes Washer | 11.05% | 0 | 74.5132 | Residential_2035_SC C_MW_After Competition Groups_Energy Star Clothes Washer
Residential | Res ¦ Adaptive Thermostat | 2035 | SC C | MW | After Competition Groups | 65.7618 | 0 | 0 | 674.5367 | 0.097492 | 3 | Residential_2035_SC C_MW_After Competition Groups_3 | Adaptive Thermostat | 9.749% | 0 | 65.7618 | Residential_2035_SC C_MW_After Competition Groups_Adaptive Thermostat
Residential | Res ¦ Building Recommissioning, Operations and Maintenance (O&M) Improvements | 2035 | SC C | MW | After Competition Groups | 61.8898 | 0 | 0 | 674.5367 | 0.091752 | 4 | Residential_2035_SC C_MW_After Competition Groups_4 | Building Recommissioning, Operations and Maintenance (O&M) Improvements | 9.175% | 0 | 61.8898 | Residential_2035_SC C_MW_After Competition Groups_Building Recommissioning, Operations and Maintenance (O&M) Improvements
Residential | Res ¦ Variable Speed Pool Pump Motor | 2035 | SC C | MW | After Competition Groups | 44.2073 | 0 | 0 | 674.5367 | 0.065537 | 5 | Residential_2035_SC C_MW_After Competition Groups_5 | Variable Speed Pool Pump Motor | 6.554% | 0 | 44.2073 | Residential_2035_SC C_MW_After Competition Groups_Variable Speed Pool Pump Motor
Residential | Res ¦ Energy Star Air Source Heat Pump | 2035 | SC C | MW | After Competition Groups | 31.6046 | 0 | 0 | 674.5367 | 0.046854 | 6 | Residential_2035_SC C_MW_After Competition Groups_6 | Energy Star Air Source Heat Pump | 4.685% | 0 | 31.6046 | Residential_2035_SC C_MW_After Competition Groups_Energy Star Air Source Heat Pump
Residential | Res ¦ Energy Star LED Specialty Bulbs | 2035 | SC C | MW | After Competition Groups | 31.2213 | 0 | 0 | 674.5367 | 0.046286 | 7 | Residential_2035_SC C_MW_After Competition Groups_7 | Energy Star LED Specialty Bulbs | 4.629% | 0 | 31.2213 | Residential_2035_SC C_MW_After Competition Groups_Energy Star LED Specialty Bulbs
Residential | Res ¦ Energy Star Room Air Conditioner | 2035 | SC C | MW | After Competition Groups | 29.97 | 0 | 0 | 674.5367 | 0.044431 | 8 | Residential_2035_SC C_MW_After Competition Groups_8 | Energy Star Room Air Conditioner | 4.443% | 0 | 29.97 | Residential_2035_SC C_MW_After Competition Groups_Energy Star Room Air Conditioner
Residential | Res ¦ Basement Wall Insulation | 2035 | SC C | MW | After Competition Groups | 28.7296 | 0 | 0 | 674.5367 | 0.042592 | 9 | Residential_2035_SC C_MW_After Competition Groups_9 | Basement Wall Insulation | 4.259% | 0 | 28.7296 | Residential_2035_SC C_MW_After Competition Groups_Basement Wall Insulation
Residential | Res ¦ Attic Insulation | 2035 | SC C | MW | After Competition Groups | 21.616 | 0 | 0 | 674.5367 | 0.032046 | 10 | Residential_2035_SC C_MW_After Competition Groups_10 | Attic Insulation | 3.205% | 0 | 21.616 | Residential_2035_SC C_MW_After Competition Groups_Attic Insulation
Residential | Res ¦ Energy Star Clothes Dryer | 2035 | SC C | MW | After Competition Groups | 18.825 | 0 | 0 | 674.5367 | 0.027908 | 11 | Residential_2035_SC C_MW_After Competition Groups_11 | Energy Star Clothes Dryer | 2.791% | 0 | 18.825 | Residential_2035_SC C_MW_After Competition Groups_Energy Star Clothes Dryer
Residential | Res ¦ Energy Star A Line, PAR, MR Lamps | 2035 | SC C | MW | After Competition Groups | 15.201 | 0 | 0 | 674.5367 | 0.022535 | 12 | Residential_2035_SC C_MW_After Competition Groups_12 | Energy Star A Line, PAR, MR Lamps | 2.254% | 0 | 15.201 | Residential_2035_SC C_MW_After Competition Groups_Energy Star A Line, PAR, MR Lamps
Residential | Res ¦ Smart Burners | 2035 | SC C | MW | After Competition Groups | 14.6264 | 0 | 0 | 674.5367 | 0.021684 | 13 | Residential_2035_SC C_MW_After Competition Groups_13 | Smart Burners | 2.168% | 0 | 14.6264 | Residential_2035_SC C_MW_After Competition Groups_Smart Burners
Residential | Res ¦ Energy Star LED Bulbs General Purpose LEDs | 2035 | SC C | MW | After Competition Groups | 12.2295 | 0 | 0 | 674.5367 | 0.01813 | 14 | Residential_2035_SC C_MW_After Competition Groups_14 | Energy Star LED Bulbs General Purpose LEDs | 1.813% | 0 | 12.2295 | Residential_2035_SC C_MW_After Competition Groups_Energy Star LED Bulbs General Purpose LEDs
Residential | Res ¦ Home Energy Reports | 2035 | SC C | MW | After Competition Groups | 10.7598 | 0 | 0 | 674.5367 | 0.015951 | 15 | Residential_2035_SC C_MW_After Competition Groups_15 | Home Energy Reports | 1.595% | 0 | 10.7598 | Residential_2035_SC C_MW_After Competition Groups_Home Energy Reports
Residential | Res ¦ High Efficiency Chiller (avg of water and air cooled) | 2035 | SC C | MW | After Competition Groups | 10.5687 | 0 | 0 | 674.5367 | 0.015668 | 16 | Residential_2035_SC C_MW_After Competition Groups_16 | High Efficiency Chiller (avg of water and air cooled) | 1.567% | 0 | 10.5687 | Residential_2035_SC C_MW_After Competition Groups_High Efficiency Chiller (avg of water and air cooled)
Residential | Res ¦ Advanced BAS/Controllers | 2035 | SC C | MW | After Competition Groups | 9.0583 | 0 | 0 | 674.5367 | 0.013429 | 17 | Residential_2035_SC C_MW_After Competition Groups_17 | Advanced BAS/Controllers | 1.343% | 0 | 9.0583 | Residential_2035_SC C_MW_After Competition Groups_Advanced BAS/Controllers
Residential | Res ¦ Energy Star Torchiere | 2035 | SC C | MW | After Competition Groups | 8.7094 | 0 | 0 | 674.5367 | 0.012912 | 18 | Residential_2035_SC C_MW_After Competition Groups_18 | Energy Star Torchiere | 1.291% | 0 | 8.7094 | Residential_2035_SC C_MW_After Competition Groups_Energy Star Torchiere
Residential | Res ¦ Occupancy Sensors MF | 2035 | SC C | MW | After Competition Groups | 7.3145 | 0 | 0 | 674.5367 | 0.010844 | 19 | Residential_2035_SC C_MW_After Competition Groups_19 | Occupancy Sensors MF | 1.084% | 0 | 7.3145 | Residential_2035_SC C_MW_After Competition Groups_Occupancy Sensors MF
Residential | Res ¦ Refrigerator Recycling | 2035 | SC C | MW | After Competition Groups | 7.1036 | 0 | 0 | 674.5367 | 0.010531 | 20 | Residential_2035_SC C_MW_After Competition Groups_20 | Refrigerator Recycling | 1.053% | 0 | 7.1036 | Residential_2035_SC C_MW_After Competition Groups_Refrigerator Recycling
Residential | Res ¦ Energy Star Freezer | 2035 | SC C | MW | After Competition Groups | 6.9486 | 0 | 0 | 674.5367 | 0.010301 | 21 | Residential_2035_SC C_MW_After Competition Groups_21 | Energy Star Freezer | 1.03% | 0 | 6.9486 | Residential_2035_SC C_MW_After Competition Groups_Energy Star Freezer
Residential | Res ¦ Air Sealing | 2035 | SC C | MW | After Competition Groups | 5.5522 | 0 | 0 | 674.5367 | 0.0082311 | 22 | Residential_2035_SC C_MW_After Competition Groups_22 | Air Sealing | 0.8231% | 0 | 5.5522 | Residential_2035_SC C_MW_After Competition Groups_Air Sealing
Residential | Res ¦ Energy Star Dehumidifier | 2035 | SC C | MW | After Competition Groups | 5.0582 | 0 | 0 | 674.5367 | 0.0074988 | 23 | Residential_2035_SC C_MW_After Competition Groups_23 | Energy Star Dehumidifier | 0.7499% | 0 | 5.0582 | Residential_2035_SC C_MW_After Competition Groups_Energy Star Dehumidifier
Residential | Res ¦ Floor Insulation | 2035 | SC C | MW | After Competition Groups | 4.5301 | 0 | 0 | 674.5367 | 0.0067158 | 24 | Residential_2035_SC C_MW_After Competition Groups_24 | Floor Insulation | 0.6716% | 0 | 4.5301 | Residential_2035_SC C_MW_After Competition Groups_Floor Insulation
Residential | Res ¦ Energy Star Light Fixture | 2035 | SC C | MW | After Competition Groups | 3.9849 | 0 | 0 | 674.5367 | 0.0059077 | 25 | Residential_2035_SC C_MW_After Competition Groups_25 | Energy Star Light Fixture | 0.5908% | 0 | 3.9849 | Residential_2035_SC C_MW_After Competition Groups_Energy Star Light Fixture
Residential | Res ¦ LED Tube Re-Lamp | 2035 | SC C | MW | After Competition Groups | 3.5711 | 0 | 0 | 674.5367 | 0.0052942 | 26 | Residential_2035_SC C_MW_After Competition Groups_26 | LED Tube Re-Lamp | 0.5294% | 0 | 3.5711 | Residential_2035_SC C_MW_After Competition Groups_LED Tube Re-Lamp
Residential | Res ¦ Minimize Hot and Warm Clothes Wash | 2035 | SC C | MW | After Competition Groups | 3.05 | 0 | 0 | 674.5367 | 0.0045216 | 27 | Residential_2035_SC C_MW_After Competition Groups_27 | Minimize Hot and Warm Clothes Wash | 0.4522% | 0 | 3.05 | Residential_2035_SC C_MW_After Competition Groups_Minimize Hot and Warm Clothes Wash
Residential | Res ¦ Outside Air Economizer | 2035 | SC C | MW | After Competition Groups | 2.9987 | 0 | 0 | 674.5367 | 0.0044456 | 28 | Residential_2035_SC C_MW_After Competition Groups_28 | Outside Air Economizer | 0.4446% | 0 | 2.9987 | Residential_2035_SC C_MW_After Competition Groups_Outside Air Economizer
Residential | Res ¦ Duct Insulation MF | 2035 | SC C | MW | After Competition Groups | 2.0861 | 0 | 0 | 674.5367 | 0.0030927 | 29 | Residential_2035_SC C_MW_After Competition Groups_29 | Duct Insulation MF | 0.3093% | 0 | 2.0861 | Residential_2035_SC C_MW_After Competition Groups_Duct Insulation MF
Residential | Res ¦ ENERGY STAR LED LAMPS (REFLECTOR LAMPs/MR16/PAR 16) | 2035 | SC C | MW | After Competition Groups | 2.0624 | 0 | 0 | 674.5367 | 0.0030575 | 30 | Residential_2035_SC C_MW_After Competition Groups_30 | ENERGY STAR LED LAMPS (REFLECTOR LAMPs/MR16/PAR 16) | 0.3057% | 0 | 2.0624 | Residential_2035_SC C_MW_After Competition Groups_ENERGY STAR LED LAMPS (REFLECTOR LAMPs/MR16/PAR 16)
Residential | Res ¦ Demand Control Ventilation | 2035 | SC C | MW | After Competition Groups | 1.592 | 0 | 0 | 674.5367 | 0.0023601 | 31 | Residential_2035_SC C_MW_After Competition Groups_31 | Demand Control Ventilation | 0.236% | 0 | 1.592 | Residential_2035_SC C_MW_After Competition Groups_Demand Control Ventilation
Residential | Res ¦ Duct Insulation | 2035 | SC C | MW | After Competition Groups | 1.5803 | 0 | 0 | 674.5367 | 0.0023428 | 32 | Residential_2035_SC C_MW_After Competition Groups_32 | Duct Insulation | 0.2343% | 0 | 1.5803 | Residential_2035_SC C_MW_After Competition Groups_Duct Insulation
Residential | Res ¦ Furnace Whistle | 2035 | SC C | MW | After Competition Groups | 1.5298 | 0 | 0 | 674.5367 | 0.0022679 | 33 | Residential_2035_SC C_MW_After Competition Groups_33 | Furnace Whistle | 0.2268% | 0 | 1.5298 | Residential_2035_SC C_MW_After Competition Groups_Furnace Whistle
Residential | Res ¦ CO Sensors for parking garage exhaust fans | 2035 | SC C | MW | After Competition Groups | 1.4387 | 0 | 0 | 674.5367 | 0.0021329 | 34 | Residential_2035_SC C_MW_After Competition Groups_34 | CO Sensors for parking garage exhaust fans | 0.2133% | 0 | 1.4387 | Residential_2035_SC C_MW_After Competition Groups_CO Sensors for parking garage exhaust fans
Residential | Res ¦ Comprehensive Draft Proofing | 2035 | SC C | MW | After Competition Groups | 1.3 | 0 | 0 | 674.5367 | 0.0019272 | 35 | Residential_2035_SC C_MW_After Competition Groups_35 | Comprehensive Draft Proofing | 0.1927% | 0 | 1.3 | Residential_2035_SC C_MW_After Competition Groups_Comprehensive Draft Proofing
Residential | Res ¦ Variable Frequency Drive (VFD) | 2035 | SC C | MW | After Competition Groups | 1.2609 | 0 | 0 | 674.5367 | 0.0018692 | 36 | Residential_2035_SC C_MW_After Competition Groups_36 | Variable Frequency Drive (VFD) | 0.1869% | 0 | 1.2609 | Residential_2035_SC C_MW_After Competition Groups_Variable Frequency Drive (VFD)
Residential | Res ¦ Tankless Water Heater | 2035 | SC C | MW | After Competition Groups | 1.2107 | 0 | 0 | 674.5367 | 0.0017949 | 37 | Residential_2035_SC C_MW_After Competition Groups_37 | Tankless Water Heater | 0.1795% | 0 | 1.2107 | Residential_2035_SC C_MW_After Competition Groups_Tankless Water Heater
Residential | Res ¦ Condensing Make Up Air Unit | 2035 | SC C | MW | After Competition Groups | 1.188 | 0 | 0 | 674.5367 | 0.0017612 | 38 | Residential_2035_SC C_MW_After Competition Groups_38 | Condensing Make Up Air Unit | 0.1761% | 0 | 1.188 | Residential_2035_SC C_MW_After Competition Groups_Condensing Make Up Air Unit
Residential | Res ¦ LED Parking Lot Fixture | 2035 | SC C | MW | After Competition Groups | 0.89447 | 0 | 0 | 674.5367 | 0.0013261 | 39 | Residential_2035_SC C_MW_After Competition Groups_39 | LED Parking Lot Fixture | 0.1326% | 0 | 0.89447 | Residential_2035_SC C_MW_After Competition Groups_LED Parking Lot Fixture
Residential | Res ¦ Water Heater Temperature Setback | 2035 | SC C | MW | After Competition Groups | 0.79743 | 0 | 0 | 674.5367 | 0.0011822 | 40 | Residential_2035_SC C_MW_After Competition Groups_40 | Water Heater Temperature Setback | 0.1182% | 0 | 0.79743 | Residential_2035_SC C_MW_After Competition Groups_Water Heater Temperature Setback
Residential | Res ¦ LED Downlight | 2035 | SC C | MW | After Competition Groups | 0.74379 | 0 | 0 | 674.5367 | 0.0011027 | 41 | Residential_2035_SC C_MW_After Competition Groups_41 | LED Downlight | 0.1103% | 0 | 0.74379 | Residential_2035_SC C_MW_After Competition Groups_LED Downlight
Residential | Res ¦ Heat Recovery Ventilator | 2035 | SC C | MW | After Competition Groups | 0.69868 | 0 | 0 | 674.5367 | 0.0010358 | 42 | Residential_2035_SC C_MW_After Competition Groups_42 | Heat Recovery Ventilator | 0.1036% | 0 | 0.69868 | Residential_2035_SC C_MW_After Competition Groups_Heat Recovery Ventilator
Residential | Res ¦ Clothes Drying Racks | 2035 | SC C | MW | After Competition Groups | 0.575 | 0 | 0 | 674.5367 | 0.00085243 | 43 | Residential_2035_SC C_MW_After Competition Groups_43 | Clothes Drying Racks | 0.08524% | 0 | 0.575 | Residential_2035_SC C_MW_After Competition Groups_Clothes Drying Racks
Residential | Res ¦ ENERGY STAR LED Lamps (General Service Lamps) | 2035 | SC C | MW | After Competition Groups | 0.45507 | 0 | 0 | 674.5367 | 0.00067465 | 44 | Residential_2035_SC C_MW_After Competition Groups_44 | ENERGY STAR LED Lamps (General Service Lamps) | 0.06746% | 0 | 0.45507 | Residential_2035_SC C_MW_After Competition Groups_ENERGY STAR LED Lamps (General Service Lamps)
Residential | Res ¦ LED Exterior Area Lights - LED Fixture (200W) | 2035 | SC C | MW | After Competition Groups | 0.43138 | 0 | 0 | 674.5367 | 0.00063953 | 45 | Residential_2035_SC C_MW_After Competition Groups_45 | LED Exterior Area Lights - LED Fixture (200W) | 0.06395% | 0 | 0.43138 | Residential_2035_SC C_MW_After Competition Groups_LED Exterior Area Lights - LED Fixture (200W)
Residential | Res ¦ VFD on Pumps | 2035 | SC C | MW | After Competition Groups | 0.38773 | 0 | 0 | 674.5367 | 0.00057481 | 46 | Residential_2035_SC C_MW_After Competition Groups_46 | VFD on Pumps | 0.05748% | 0 | 0.38773 | Residential_2035_SC C_MW_After Competition Groups_VFD on Pumps
Residential | Res ¦ ECM MOTORS FOR HVAC APPLICATION (FAN-POWERED VAV BOX) | 2035 | SC C | MW | After Competition Groups | 0.22807 | 0 | 0 | 674.5367 | 0.00033811 | 47 | Residential_2035_SC C_MW_After Competition Groups_47 | ECM MOTORS FOR HVAC APPLICATION (FAN-POWERED VAV BOX) | 0.03381% | 0 | 0.22807 | Residential_2035_SC C_MW_After Competition Groups_ECM MOTORS FOR HVAC APPLICATION (FAN-POWERED VAV BOX)
Residential | Res ¦ Chilled Water Optimization | 2035 | SC C | MW | After Competition Groups | 0.17222 | 0 | 0 | 674.5367 | 0.00025532 | 48 | Residential_2035_SC C_MW_After Competition Groups_48 | Chilled Water Optimization | 0.02553% | 0 | 0.17222 | Residential_2035_SC C_MW_After Competition Groups_Chilled Water Optimization
Residential | Res ¦ Beverage Vending Machine Controls | 2035 | SC C | MW | After Competition Groups | 0.15845 | 0 | 0 | 674.5367 | 0.00023491 | 49 | Residential_2035_SC C_MW_After Competition Groups_49 | Beverage Vending Machine Controls | 0.02349% | 0 | 0.15845 | Residential_2035_SC C_MW_After Competition Groups_Beverage Vending Machine Controls
Residential | Res ¦ Wall Insulation | 2035 | SC C | MW | After Competition Groups | 0.087735 | 0 | 0 | 674.5367 | 0.00013007 | 50 | Residential_2035_SC C_MW_After Competition Groups_50 | Wall Insulation | 0.01301% | 0 | 0.087735 | Residential_2035_SC C_MW_After Competition Groups_Wall Insulation
Residential | Res ¦ LED High Bay Fixture | 2035 | SC C | MW | After Competition Groups | 0.026013 | 0 | 0 | 674.5367 | 3.8564e-05 | 51 | Residential_2035_SC C_MW_After Competition Groups_51 | LED High Bay Fixture | 0.003856% | 0 | 0.026013 | Residential_2035_SC C_MW_After Competition Groups_LED High Bay Fixture
Residential | Res ¦ Wall Insulation MF | 2035 | SC C | MW | After Competition Groups | 0.0050603 | 0 | 0 | 674.5367 | 7.502e-06 | 52 | Residential_2035_SC C_MW_After Competition Groups_52 | Wall Insulation MF | 0.0007502% | 0 | 0.0050603 | Residential_2035_SC C_MW_After Competition Groups_Wall Insulation MF
Residential | Res ¦ Freezer Recycling | 2035 | SC C | MW | After Competition Groups | 0.00049266 | 0 | 0 | 674.5367 | 7.3037e-07 | 53 | Residential_2035_SC C_MW_After Competition Groups_53 | Freezer Recycling | 7.304e-05% | 0 | 0.00049266 | Residential_2035_SC C_MW_After Competition Groups_Freezer Recycling
Residential | Res ¦ Smart Power Bar | 2035 | SC C | MW | After Competition Groups | 0 | 0 | 0 | 674.5367 | 0 | 54 | Residential_2035_SC C_MW_After Competition Groups_54 | Smart Power Bar | 0% | 0 | 0 | Residential_2035_SC C_MW_After Competition Groups_Smart Power Bar
Residential | Res ¦ Ductless Mini-Split Heat Pump | 2035 | SC D | MW | After Competition Groups | 114.0284 | 5471983.0062 | 5.472 | 551.9913 | 0.20658 | 1 | Residential_2035_SC D_MW_After Competition Groups_1 | Ductless Mini-Split Heat Pump | 20.66% | 5.472 | 114.0284 | Residential_2035_SC D_MW_After Competition Groups_Ductless Mini-Split Heat Pump
Residential | Res ¦ Building Recommissioning, Operations and Maintenance (O&M) Improvements | 2035 | SC D | MW | After Competition Groups | 61.8898 | 722215.8365 | 0.72222 | 551.9913 | 0.11212 | 2 | Residential_2035_SC D_MW_After Competition Groups_2 | Building Recommissioning, Operations and Maintenance (O&M) Improvements | 11.21% | 0.72222 | 61.8898 | Residential_2035_SC D_MW_After Competition Groups_Building Recommissioning, Operations and Maintenance (O&M) Improvements
Residential | Res ¦ Energy Star Clothes Washer | 2035 | SC D | MW | After Competition Groups | 49.6146 | 3432769.3225 | 3.4328 | 551.9913 | 0.089883 | 3 | Residential_2035_SC D_MW_After Competition Groups_3 | Energy Star Clothes Washer | 8.988% | 3.4328 | 49.6146 | Residential_2035_SC D_MW_After Competition Groups_Energy Star Clothes Washer
Residential | Res ¦ Adaptive Thermostat | 2035 | SC D | MW | After Competition Groups | 38.3856 | 4330925.9807 | 4.3309 | 551.9913 | 0.06954 | 4 | Residential_2035_SC D_MW_After Competition Groups_4 | Adaptive Thermostat | 6.954% | 4.3309 | 38.3856 | Residential_2035_SC D_MW_After Competition Groups_Adaptive Thermostat
Residential | Res ¦ Energy Star Air Source Heat Pump | 2035 | SC D | MW | After Competition Groups | 31.6046 | 3318820.0817 | 3.3188 | 551.9913 | 0.057256 | 5 | Residential_2035_SC D_MW_After Competition Groups_5 | Energy Star Air Source Heat Pump | 5.726% | 3.3188 | 31.6046 | Residential_2035_SC D_MW_After Competition Groups_Energy Star Air Source Heat Pump
Residential | Res ¦ Variable Speed Pool Pump Motor | 2035 | SC D | MW | After Competition Groups | 30.2111 | 2706246.2636 | 2.7062 | 551.9913 | 0.054731 | 6 | Residential_2035_SC D_MW_After Competition Groups_6 | Variable Speed Pool Pump Motor | 5.473% | 2.7062 | 30.2111 | Residential_2035_SC D_MW_After Competition Groups_Variable Speed Pool Pump Motor
Residential | Res ¦ Energy Star Room Air Conditioner | 2035 | SC D | MW | After Competition Groups | 29.829 | 2224730.608 | 2.2247 | 551.9913 | 0.054039 | 7 | Residential_2035_SC D_MW_After Competition Groups_7 | Energy Star Room Air Conditioner | 5.404% | 2.2247 | 29.829 | Residential_2035_SC D_MW_After Competition Groups_Energy Star Room Air Conditioner
Residential | Res ¦ Basement Wall Insulation | 2035 | SC D | MW | After Competition Groups | 27.5735 | 3096991.7361 | 3.097 | 551.9913 | 0.049953 | 8 | Residential_2035_SC D_MW_After Competition Groups_8 | Basement Wall Insulation | 4.995% | 3.097 | 27.5735 | Residential_2035_SC D_MW_After Competition Groups_Basement Wall Insulation
Residential | Res ¦ Energy Star LED Bulbs General Purpose LEDs | 2035 | SC D | MW | After Competition Groups | 22.5661 | 0 | 0 | 551.9913 | 0.040881 | 9 | Residential_2035_SC D_MW_After Competition Groups_9 | Energy Star LED Bulbs General Purpose LEDs | 4.088% | 0 | 22.5661 | Residential_2035_SC D_MW_After Competition Groups_Energy Star LED Bulbs General Purpose LEDs
Residential | Res ¦ Energy Star LED Specialty Bulbs | 2035 | SC D | MW | After Competition Groups | 21.6008 | 29994.6092 | 0.029995 | 551.9913 | 0.039133 | 10 | Residential_2035_SC D_MW_After Competition Groups_10 | Energy Star LED Specialty Bulbs | 3.913% | 0.029995 | 21.6008 | Residential_2035_SC D_MW_After Competition Groups_Energy Star LED Specialty Bulbs
Residential | Res ¦ Energy Star A Line, PAR, MR Lamps | 2035 | SC D | MW | After Competition Groups | 15.2251 | 22216.6056 | 0.022217 | 551.9913 | 0.027582 | 11 | Residential_2035_SC D_MW_After Competition Groups_11 | Energy Star A Line, PAR, MR Lamps | 2.758% | 0.022217 | 15.2251 | Residential_2035_SC D_MW_After Competition Groups_Energy Star A Line, PAR, MR Lamps
Residential | Res ¦ Attic Insulation | 2035 | SC D | MW | After Competition Groups | 11.3203 | 2065657.6015 | 2.0657 | 551.9913 | 0.020508 | 12 | Residential_2035_SC D_MW_After Competition Groups_12 | Attic Insulation | 2.051% | 2.0657 | 11.3203 | Residential_2035_SC D_MW_After Competition Groups_Attic Insulation
Residential | Res ¦ Home Energy Reports | 2035 | SC D | MW | After Competition Groups | 10.7598 | 13350681.4382 | 13.3507 | 551.9913 | 0.019493 | 13 | Residential_2035_SC D_MW_After Competition Groups_13 | Home Energy Reports | 1.949% | 13.3507 | 10.7598 | Residential_2035_SC D_MW_After Competition Groups_Home Energy Reports
Residential | Res ¦ High Efficiency Chiller (avg of water and air cooled) | 2035 | SC D | MW | After Competition Groups | 10.5687 | 159503.35 | 0.1595 | 551.9913 | 0.019146 | 14 | Residential_2035_SC D_MW_After Competition Groups_14 | High Efficiency Chiller (avg of water and air cooled) | 1.915% | 0.1595 | 10.5687 | Residential_2035_SC D_MW_After Competition Groups_High Efficiency Chiller (avg of water and air cooled)
Residential | Res ¦ Energy Star Clothes Dryer | 2035 | SC D | MW | After Competition Groups | 10.0279 | 1009398.9053 | 1.0094 | 551.9913 | 0.018167 | 15 | Residential_2035_SC D_MW_After Competition Groups_15 | Energy Star Clothes Dryer | 1.817% | 1.0094 | 10.0279 | Residential_2035_SC D_MW_After Competition Groups_Energy Star Clothes Dryer
Residential | Res ¦ Advanced BAS/Controllers | 2035 | SC D | MW | After Competition Groups | 9.0583 | 750477.1064 | 0.75048 | 551.9913 | 0.01641 | 16 | Residential_2035_SC D_MW_After Competition Groups_16 | Advanced BAS/Controllers | 1.641% | 0.75048 | 9.0583 | Residential_2035_SC D_MW_After Competition Groups_Advanced BAS/Controllers
Residential | Res ¦ Energy Star Torchiere | 2035 | SC D | MW | After Competition Groups | 7.6821 | 524417.7037 | 0.52442 | 551.9913 | 0.013917 | 17 | Residential_2035_SC D_MW_After Competition Groups_17 | Energy Star Torchiere | 1.392% | 0.52442 | 7.6821 | Residential_2035_SC D_MW_After Competition Groups_Energy Star Torchiere
Residential | Res ¦ Occupancy Sensors MF | 2035 | SC D | MW | After Competition Groups | 7.3145 | 18880.048 | 0.01888 | 551.9913 | 0.013251 | 18 | Residential_2035_SC D_MW_After Competition Groups_18 | Occupancy Sensors MF | 1.325% | 0.01888 | 7.3145 | Residential_2035_SC D_MW_After Competition Groups_Occupancy Sensors MF
Residential | Res ¦ Smart Burners | 2035 | SC D | MW | After Competition Groups | 4.908 | 2321020.0402 | 2.321 | 551.9913 | 0.0088915 | 19 | Residential_2035_SC D_MW_After Competition Groups_19 | Smart Burners | 0.8891% | 2.321 | 4.908 | Residential_2035_SC D_MW_After Competition Groups_Smart Burners
Residential | Res ¦ Refrigerator Recycling | 2035 | SC D | MW | After Competition Groups | 4.5445 | 520964.3216 | 0.52096 | 551.9913 | 0.008233 | 20 | Residential_2035_SC D_MW_After Competition Groups_20 | Refrigerator Recycling | 0.8233% | 0.52096 | 4.5445 | Residential_2035_SC D_MW_After Competition Groups_Refrigerator Recycling
Residential | Res ¦ Energy Star Freezer | 2035 | SC D | MW | After Competition Groups | 3.7172 | 367347.8232 | 0.36735 | 551.9913 | 0.0067341 | 21 | Residential_2035_SC D_MW_After Competition Groups_21 | Energy Star Freezer | 0.6734% | 0.36735 | 3.7172 | Residential_2035_SC D_MW_After Competition Groups_Energy Star Freezer
Residential | Res ¦ LED Tube Re-Lamp | 2035 | SC D | MW | After Competition Groups | 3.5633 | 88757.2508 | 0.088757 | 551.9913 | 0.0064553 | 22 | Residential_2035_SC D_MW_After Competition Groups_22 | LED Tube Re-Lamp | 0.6455% | 0.088757 | 3.5633 | Residential_2035_SC D_MW_After Competition Groups_LED Tube Re-Lamp
Residential | Res ¦ Minimize Hot and Warm Clothes Wash | 2035 | SC D | MW | After Competition Groups | 3.05 | 0 | 0 | 551.9913 | 0.0055254 | 23 | Residential_2035_SC D_MW_After Competition Groups_23 | Minimize Hot and Warm Clothes Wash | 0.5525% | 0 | 3.05 | Residential_2035_SC D_MW_After Competition Groups_Minimize Hot and Warm Clothes Wash
Residential | Res ¦ Outside Air Economizer | 2035 | SC D | MW | After Competition Groups | 2.9987 | 198364.2897 | 0.19836 | 551.9913 | 0.0054325 | 24 | Residential_2035_SC D_MW_After Competition Groups_24 | Outside Air Economizer | 0.5433% | 0.19836 | 2.9987 | Residential_2035_SC D_MW_After Competition Groups_Outside Air Economizer
Residential | Res ¦ Energy Star Light Fixture | 2035 | SC D | MW | After Competition Groups | 2.4089 | 0 | 0 | 551.9913 | 0.0043639 | 25 | Residential_2035_SC D_MW_After Competition Groups_25 | Energy Star Light Fixture | 0.4364% | 0 | 2.4089 | Residential_2035_SC D_MW_After Competition Groups_Energy Star Light Fixture
Residential | Res ¦ ENERGY STAR LED LAMPS (REFLECTOR LAMPs/MR16/PAR 16) | 2035 | SC D | MW | After Competition Groups | 2.0624 | 19438.2111 | 0.019438 | 551.9913 | 0.0037362 | 26 | Residential_2035_SC D_MW_After Competition Groups_26 | ENERGY STAR LED LAMPS (REFLECTOR LAMPs/MR16/PAR 16) | 0.3736% | 0.019438 | 2.0624 | Residential_2035_SC D_MW_After Competition Groups_ENERGY STAR LED LAMPS (REFLECTOR LAMPs/MR16/PAR 16)
Residential | Res ¦ Air Sealing | 2035 | SC D | MW | After Competition Groups | 2.0158 | 0 | 0 | 551.9913 | 0.0036518 | 27 | Residential_2035_SC D_MW_After Competition Groups_27 | Air Sealing | 0.3652% | 0 | 2.0158 | Residential_2035_SC D_MW_After Competition Groups_Air Sealing
Residential | Res ¦ Furnace Whistle | 2035 | SC D | MW | After Competition Groups | 1.5298 | 30008.2583 | 0.030008 | 551.9913 | 0.0027714 | 28 | Residential_2035_SC D_MW_After Competition Groups_28 | Furnace Whistle | 0.2771% | 0.030008 | 1.5298 | Residential_2035_SC D_MW_After Competition Groups_Furnace Whistle
Residential | Res ¦ Energy Star Dehumidifier | 2035 | SC D | MW | After Competition Groups | 1.445 | 267278.772 | 0.26728 | 551.9913 | 0.0026179 | 29 | Residential_2035_SC D_MW_After Competition Groups_29 | Energy Star Dehumidifier | 0.2618% | 0.26728 | 1.445 | Residential_2035_SC D_MW_After Competition Groups_Energy Star Dehumidifier
Residential | Res ¦ Comprehensive Draft Proofing | 2035 | SC D | MW | After Competition Groups | 1.1949 | 0 | 0 | 551.9913 | 0.0021647 | 30 | Residential_2035_SC D_MW_After Competition Groups_30 | Comprehensive Draft Proofing | 0.2165% | 0 | 1.1949 | Residential_2035_SC D_MW_After Competition Groups_Comprehensive Draft Proofing
Residential | Res ¦ Variable Frequency Drive (VFD) | 2035 | SC D | MW | After Competition Groups | 0.98606 | 108220.6064 | 0.10822 | 551.9913 | 0.0017864 | 31 | Residential_2035_SC D_MW_After Competition Groups_31 | Variable Frequency Drive (VFD) | 0.1786% | 0.10822 | 0.98606 | Residential_2035_SC D_MW_After Competition Groups_Variable Frequency Drive (VFD)
Residential | Res ¦ CO Sensors for parking garage exhaust fans | 2035 | SC D | MW | After Competition Groups | 0.94767 | 123398.7809 | 0.1234 | 551.9913 | 0.0017168 | 32 | Residential_2035_SC D_MW_After Competition Groups_32 | CO Sensors for parking garage exhaust fans | 0.1717% | 0.1234 | 0.94767 | Residential_2035_SC D_MW_After Competition Groups_CO Sensors for parking garage exhaust fans
Residential | Res ¦ LED Parking Lot Fixture | 2035 | SC D | MW | After Competition Groups | 0.89447 | 0 | 0 | 551.9913 | 0.0016204 | 33 | Residential_2035_SC D_MW_After Competition Groups_33 | LED Parking Lot Fixture | 0.162% | 0 | 0.89447 | Residential_2035_SC D_MW_After Competition Groups_LED Parking Lot Fixture
Residential | Res ¦ Water Heater Temperature Setback | 2035 | SC D | MW | After Competition Groups | 0.73592 | 13729.7362 | 0.01373 | 551.9913 | 0.0013332 | 34 | Residential_2035_SC D_MW_After Competition Groups_34 | Water Heater Temperature Setback | 0.1333% | 0.01373 | 0.73592 | Residential_2035_SC D_MW_After Competition Groups_Water Heater Temperature Setback
Residential | Res ¦ Floor Insulation | 2035 | SC D | MW | After Competition Groups | 0.71341 | 95688.3358 | 0.095688 | 551.9913 | 0.0012924 | 35 | Residential_2035_SC D_MW_After Competition Groups_35 | Floor Insulation | 0.1292% | 0.095688 | 0.71341 | Residential_2035_SC D_MW_After Competition Groups_Floor Insulation
Residential | Res ¦ Demand Control Ventilation | 2035 | SC D | MW | After Competition Groups | 0.66167 | 0 | 0 | 551.9913 | 0.0011987 | 36 | Residential_2035_SC D_MW_After Competition Groups_36 | Demand Control Ventilation | 0.1199% | 0 | 0.66167 | Residential_2035_SC D_MW_After Competition Groups_Demand Control Ventilation
Residential | Res ¦ Tankless Water Heater | 2035 | SC D | MW | After Competition Groups | 0.6233 | 146751.9544 | 0.14675 | 551.9913 | 0.0011292 | 37 | Residential_2035_SC D_MW_After Competition Groups_37 | Tankless Water Heater | 0.1129% | 0.14675 | 0.6233 | Residential_2035_SC D_MW_After Competition Groups_Tankless Water Heater
Residential | Res ¦ Clothes Drying Racks | 2035 | SC D | MW | After Competition Groups | 0.575 | 0 | 0 | 551.9913 | 0.0010417 | 38 | Residential_2035_SC D_MW_After Competition Groups_38 | Clothes Drying Racks | 0.1042% | 0 | 0.575 | Residential_2035_SC D_MW_After Competition Groups_Clothes Drying Racks
Residential | Res ¦ ENERGY STAR LED Lamps (General Service Lamps) | 2035 | SC D | MW | After Competition Groups | 0.45507 | 5493.6119 | 0.0054936 | 551.9913 | 0.00082442 | 39 | Residential_2035_SC D_MW_After Competition Groups_39 | ENERGY STAR LED Lamps (General Service Lamps) | 0.08244% | 0.0054936 | 0.45507 | Residential_2035_SC D_MW_After Competition Groups_ENERGY STAR LED Lamps (General Service Lamps)
Residential | Res ¦ Condensing Make Up Air Unit | 2035 | SC D | MW | After Competition Groups | 0.41782 | 98343.1249 | 0.098343 | 551.9913 | 0.00075693 | 40 | Residential_2035_SC D_MW_After Competition Groups_40 | Condensing Make Up Air Unit | 0.07569% | 0.098343 | 0.41782 | Residential_2035_SC D_MW_After Competition Groups_Condensing Make Up Air Unit
Residential | Res ¦ LED Exterior Area Lights - LED Fixture (200W) | 2035 | SC D | MW | After Competition Groups | 0.40323 | 0 | 0 | 551.9913 | 0.00073051 | 41 | Residential_2035_SC D_MW_After Competition Groups_41 | LED Exterior Area Lights - LED Fixture (200W) | 0.07305% | 0 | 0.40323 | Residential_2035_SC D_MW_After Competition Groups_LED Exterior Area Lights - LED Fixture (200W)
Residential | Res ¦ Duct Insulation | 2035 | SC D | MW | After Competition Groups | 0.38701 | 29300.7179 | 0.029301 | 551.9913 | 0.00070111 | 42 | Residential_2035_SC D_MW_After Competition Groups_42 | Duct Insulation | 0.07011% | 0.029301 | 0.38701 | Residential_2035_SC D_MW_After Competition Groups_Duct Insulation
Residential | Res ¦ VFD on Pumps | 2035 | SC D | MW | After Competition Groups | 0.28136 | 32131.0974 | 0.032131 | 551.9913 | 0.00050971 | 43 | Residential_2035_SC D_MW_After Competition Groups_43 | VFD on Pumps | 0.05097% | 0.032131 | 0.28136 | Residential_2035_SC D_MW_After Competition Groups_VFD on Pumps
Residential | Res ¦ Heat Recovery Ventilator | 2035 | SC D | MW | After Competition Groups | 0.2411 | 0 | 0 | 551.9913 | 0.00043679 | 44 | Residential_2035_SC D_MW_After Competition Groups_44 | Heat Recovery Ventilator | 0.04368% | 0 | 0.2411 | Residential_2035_SC D_MW_After Competition Groups_Heat Recovery Ventilator
Residential | Res ¦ Duct Insulation MF | 2035 | SC D | MW | After Competition Groups | 0.23185 | 33489.0934 | 0.033489 | 551.9913 | 0.00042003 | 45 | Residential_2035_SC D_MW_After Competition Groups_45 | Duct Insulation MF | 0.042% | 0.033489 | 0.23185 | Residential_2035_SC D_MW_After Competition Groups_Duct Insulation MF
Residential | Res ¦ LED Downlight | 2035 | SC D | MW | After Competition Groups | 0.22791 | 0 | 0 | 551.9913 | 0.00041289 | 46 | Residential_2035_SC D_MW_After Competition Groups_46 | LED Downlight | 0.04129% | 0 | 0.22791 | Residential_2035_SC D_MW_After Competition Groups_LED Downlight
Residential | Res ¦ ECM MOTORS FOR HVAC APPLICATION (FAN-POWERED VAV BOX) | 2035 | SC D | MW | After Competition Groups | 0.18158 | 25287.0954 | 0.025287 | 551.9913 | 0.00032896 | 47 | Residential_2035_SC D_MW_After Competition Groups_47 | ECM MOTORS FOR HVAC APPLICATION (FAN-POWERED VAV BOX) | 0.0329% | 0.025287 | 0.18158 | Residential_2035_SC D_MW_After Competition Groups_ECM MOTORS FOR HVAC APPLICATION (FAN-POWERED VAV BOX)
Residential | Res ¦ Chilled Water Optimization | 2035 | SC D | MW | After Competition Groups | 0.17222 | 203.3002 | 0.0002033 | 551.9913 | 0.000312 | 48 | Residential_2035_SC D_MW_After Competition Groups_48 | Chilled Water Optimization | 0.0312% | 0.0002033 | 0.17222 | Residential_2035_SC D_MW_After Competition Groups_Chilled Water Optimization
Residential | Res ¦ Beverage Vending Machine Controls | 2035 | SC D | MW | After Competition Groups | 0.12841 | 7938.188 | 0.0079382 | 551.9913 | 0.00023263 | 49 | Residential_2035_SC D_MW_After Competition Groups_49 | Beverage Vending Machine Controls | 0.02326% | 0.0079382 | 0.12841 | Residential_2035_SC D_MW_After Competition Groups_Beverage Vending Machine Controls
Residential | Res ¦ Wall Insulation | 2035 | SC D | MW | After Competition Groups | 0.012554 | 5788.615 | 0.0057886 | 551.9913 | 2.2742e-05 | 50 | Residential_2035_SC D_MW_After Competition Groups_50 | Wall Insulation | 0.002274% | 0.0057886 | 0.012554 | Residential_2035_SC D_MW_After Competition Groups_Wall Insulation
Residential | Res ¦ LED High Bay Fixture | 2035 | SC D | MW | After Competition Groups | 0.011615 | 3106.8405 | 0.0031068 | 551.9913 | 2.1042e-05 | 51 | Residential_2035_SC D_MW_After Competition Groups_51 | LED High Bay Fixture | 0.002104% | 0.0031068 | 0.011615 | Residential_2035_SC D_MW_After Competition Groups_LED High Bay Fixture
Residential | Res ¦ Wall Insulation MF | 2035 | SC D | MW | After Competition Groups | 0.0030909 | 0 | 0 | 551.9913 | 5.5996e-06 | 52 | Residential_2035_SC D_MW_After Competition Groups_52 | Wall Insulation MF | 0.00056% | 0 | 0.0030909 | Residential_2035_SC D_MW_After Competition Groups_Wall Insulation MF
Residential | Res ¦ Freezer Recycling | 2035 | SC D | MW | After Competition Groups | 0.00049266 | 0 | 0 | 551.9913 | 8.9252e-07 | 53 | Residential_2035_SC D_MW_After Competition Groups_53 | Freezer Recycling | 8.925e-05% | 0 | 0.00049266 | Residential_2035_SC D_MW_After Competition Groups_Freezer Recycling
Residential | Res ¦ Smart Power Bar | 2035 | SC D | MW | After Competition Groups | 0 | 0 | 0 | 551.9913 | 0 | 54 | Residential_2035_SC D_MW_After Competition Groups_54 | Smart Power Bar | 0% | 0 | 0 | Residential_2035_SC D_MW_After Competition Groups_Smart Power Bar
Residential | Res ¦ Energy Star Central Air Conditioner | 2035 | Technical | MW | After Competition Groups | 251.6529 | 0 | 0 | 2453.1743 | 0.10258 | 1 | Residential_2035_Technical_MW_After Competition Groups_1 | Energy Star Central Air Conditioner | 10.26% | 0 | 251.6529 | Residential_2035_Technical_MW_After Competition Groups_Energy Star Central Air Conditioner
Residential | Res ¦ Energy Star Ground Source Heat Pump | 2035 | Technical | MW | After Competition Groups | 211.2717 | 0 | 0 | 2453.1743 | 0.086122 | 2 | Residential_2035_Technical_MW_After Competition Groups_2 | Energy Star Ground Source Heat Pump | 8.612% | 0 | 211.2717 | Residential_2035_Technical_MW_After Competition Groups_Energy Star Ground Source Heat Pump
Residential | Res ¦ Ductless Mini-Split Heat Pump | 2035 | Technical | MW | After Competition Groups | 210.3664 | 0 | 0 | 2453.1743 | 0.085753 | 3 | Residential_2035_Technical_MW_After Competition Groups_3 | Ductless Mini-Split Heat Pump | 8.575% | 0 | 210.3664 | Residential_2035_Technical_MW_After Competition Groups_Ductless Mini-Split Heat Pump
Residential | Res ¦ Adaptive Thermostat | 2035 | Technical | MW | After Competition Groups | 201.5733 | 0 | 0 | 2453.1743 | 0.082168 | 4 | Residential_2035_Technical_MW_After Competition Groups_4 | Adaptive Thermostat | 8.217% | 0 | 201.5733 | Residential_2035_Technical_MW_After Competition Groups_Adaptive Thermostat
Residential | Res ¦ Ductless Mini-Split Air Conditioner | 2035 | Technical | MW | After Competition Groups | 198.2914 | 0 | 0 | 2453.1743 | 0.080831 | 5 | Residential_2035_Technical_MW_After Competition Groups_5 | Ductless Mini-Split Air Conditioner | 8.083% | 0 | 198.2914 | Residential_2035_Technical_MW_After Competition Groups_Ductless Mini-Split Air Conditioner
Residential | Res ¦ Smart Burners | 2035 | Technical | MW | After Competition Groups | 141.6581 | 0 | 0 | 2453.1743 | 0.057745 | 6 | Residential_2035_Technical_MW_After Competition Groups_6 | Smart Burners | 5.774% | 0 | 141.6581 | Residential_2035_Technical_MW_After Competition Groups_Smart Burners
Residential | Res ¦ Energy Star Refrigerator | 2035 | Technical | MW | After Competition Groups | 116.4217 | 0 | 0 | 2453.1743 | 0.047458 | 7 | Residential_2035_Technical_MW_After Competition Groups_7 | Energy Star Refrigerator | 4.746% | 0 | 116.4217 | Residential_2035_Technical_MW_After Competition Groups_Energy Star Refrigerator
Residential | Res ¦ Heat Pump Clothes Dryer | 2035 | Technical | MW | After Competition Groups | 102.911 | 0 | 0 | 2453.1743 | 0.04195 | 8 | Residential_2035_Technical_MW_After Competition Groups_8 | Heat Pump Clothes Dryer | 4.195% | 0 | 102.911 | Residential_2035_Technical_MW_After Competition Groups_Heat Pump Clothes Dryer
Residential | Res ¦ Energy Star Clothes Washer | 2035 | Technical | MW | After Competition Groups | 95.0436 | 0 | 0 | 2453.1743 | 0.038743 | 9 | Residential_2035_Technical_MW_After Competition Groups_9 | Energy Star Clothes Washer | 3.874% | 0 | 95.0436 | Residential_2035_Technical_MW_After Competition Groups_Energy Star Clothes Washer
Residential | Res ¦ Building Recommissioning, Operations and Maintenance (O&M) Improvements | 2035 | Technical | MW | After Competition Groups | 75.1878 | 0 | 0 | 2453.1743 | 0.030649 | 10 | Residential_2035_Technical_MW_After Competition Groups_10 | Building Recommissioning, Operations and Maintenance (O&M) Improvements | 3.065% | 0 | 75.1878 | Residential_2035_Technical_MW_After Competition Groups_Building Recommissioning, Operations and Maintenance (O&M) Improvements
Residential | Res ¦ Basement Wall Insulation | 2035 | Technical | MW | After Competition Groups | 69.35 | 0 | 0 | 2453.1743 | 0.028269 | 11 | Residential_2035_Technical_MW_After Competition Groups_11 | Basement Wall Insulation | 2.827% | 0 | 69.35 | Residential_2035_Technical_MW_After Competition Groups_Basement Wall Insulation
Residential | Res ¦ Energy Star LED Bulbs General Purpose LEDs | 2035 | Technical | MW | After Competition Groups | 61.4876 | 0 | 0 | 2453.1743 | 0.025065 | 12 | Residential_2035_Technical_MW_After Competition Groups_12 | Energy Star LED Bulbs General Purpose LEDs | 2.506% | 0 | 61.4876 | Residential_2035_Technical_MW_After Competition Groups_Energy Star LED Bulbs General Purpose LEDs
Residential | Res ¦ Basement or Crawlspace Insulation | 2035 | Technical | MW | After Competition Groups | 57.5902 | 0 | 0 | 2453.1743 | 0.023476 | 13 | Residential_2035_Technical_MW_After Competition Groups_13 | Basement or Crawlspace Insulation | 2.348% | 0 | 57.5902 | Residential_2035_Technical_MW_After Competition Groups_Basement or Crawlspace Insulation
Residential | Res ¦ Smart Power Bar | 2035 | Technical | MW | After Competition Groups | 55.755 | 0 | 0 | 2453.1743 | 0.022728 | 14 | Residential_2035_Technical_MW_After Competition Groups_14 | Smart Power Bar | 2.273% | 0 | 55.755 | Residential_2035_Technical_MW_After Competition Groups_Smart Power Bar
Residential | Res ¦ Variable Speed Pool Pump Motor | 2035 | Technical | MW | After Competition Groups | 53.7059 | 0 | 0 | 2453.1743 | 0.021892 | 15 | Residential_2035_Technical_MW_After Competition Groups_15 | Variable Speed Pool Pump Motor | 2.189% | 0 | 53.7059 | Residential_2035_Technical_MW_After Competition Groups_Variable Speed Pool Pump Motor
Residential | Res ¦ Attic Insulation | 2035 | Technical | MW | After Competition Groups | 53.4991 | 0 | 0 | 2453.1743 | 0.021808 | 16 | Residential_2035_Technical_MW_After Competition Groups_16 | Attic Insulation | 2.181% | 0 | 53.4991 | Residential_2035_Technical_MW_After Competition Groups_Attic Insulation
Residential | Res ¦ Energy Star A Line, PAR, MR Lamps | 2035 | Technical | MW | After Competition Groups | 50.8172 | 0 | 0 | 2453.1743 | 0.020715 | 17 | Residential_2035_Technical_MW_After Competition Groups_17 | Energy Star A Line, PAR, MR Lamps | 2.071% | 0 | 50.8172 | Residential_2035_Technical_MW_After Competition Groups_Energy Star A Line, PAR, MR Lamps
Residential | Res ¦ Wall Insulation | 2035 | Technical | MW | After Competition Groups | 41.7991 | 0 | 0 | 2453.1743 | 0.017039 | 18 | Residential_2035_Technical_MW_After Competition Groups_18 | Wall Insulation | 1.704% | 0 | 41.7991 | Residential_2035_Technical_MW_After Competition Groups_Wall Insulation
Residential | Res ¦ Lighting Motion Sensors, Timers, Dimmers | 2035 | Technical | MW | After Competition Groups | 38.7218 | 0 | 0 | 2453.1743 | 0.015784 | 19 | Residential_2035_Technical_MW_After Competition Groups_19 | Lighting Motion Sensors, Timers, Dimmers | 1.578% | 0 | 38.7218 | Residential_2035_Technical_MW_After Competition Groups_Lighting Motion Sensors, Timers, Dimmers
Residential | Res ¦ Variable Refrigerant Flow Heat Pump | 2035 | Technical | MW | After Competition Groups | 32.9994 | 0 | 0 | 2453.1743 | 0.013452 | 20 | Residential_2035_Technical_MW_After Competition Groups_20 | Variable Refrigerant Flow Heat Pump | 1.345% | 0 | 32.9994 | Residential_2035_Technical_MW_After Competition Groups_Variable Refrigerant Flow Heat Pump
Residential | Res ¦ Home Energy Reports | 2035 | Technical | MW | After Competition Groups | 27.9771 | 0 | 0 | 2453.1743 | 0.011404 | 21 | Residential_2035_Technical_MW_After Competition Groups_21 | Home Energy Reports | 1.14% | 0 | 27.9771 | Residential_2035_Technical_MW_After Competition Groups_Home Energy Reports
Residential | Res ¦ Ceiling Insulation | 2035 | Technical | MW | After Competition Groups | 20.9528 | 0 | 0 | 2453.1743 | 0.0085411 | 22 | Residential_2035_Technical_MW_After Competition Groups_22 | Ceiling Insulation | 0.8541% | 0 | 20.9528 | Residential_2035_Technical_MW_After Competition Groups_Ceiling Insulation
Residential | Res ¦ Energy Star Light Fixture | 2035 | Technical | MW | After Competition Groups | 20.2378 | 0 | 0 | 2453.1743 | 0.0082497 | 23 | Residential_2035_Technical_MW_After Competition Groups_23 | Energy Star Light Fixture | 0.825% | 0 | 20.2378 | Residential_2035_Technical_MW_After Competition Groups_Energy Star Light Fixture
Residential | Res ¦ Duct Insulation | 2035 | Technical | MW | After Competition Groups | 17.2248 | 0 | 0 | 2453.1743 | 0.0070214 | 24 | Residential_2035_Technical_MW_After Competition Groups_24 | Duct Insulation | 0.7021% | 0 | 17.2248 | Residential_2035_Technical_MW_After Competition Groups_Duct Insulation
Residential | Res ¦ Energy Star Torchiere | 2035 | Technical | MW | After Competition Groups | 16.1931 | 0 | 0 | 2453.1743 | 0.0066009 | 25 | Residential_2035_Technical_MW_After Competition Groups_25 | Energy Star Torchiere | 0.6601% | 0 | 16.1931 | Residential_2035_Technical_MW_After Competition Groups_Energy Star Torchiere
Residential | Res ¦ Air Sealing | 2035 | Technical | MW | After Competition Groups | 14.7515 | 0 | 0 | 2453.1743 | 0.0060132 | 26 | Residential_2035_Technical_MW_After Competition Groups_26 | Air Sealing | 0.6013% | 0 | 14.7515 | Residential_2035_Technical_MW_After Competition Groups_Air Sealing
Residential | Res ¦ Central Air Conditioner Maintenance | 2035 | Technical | MW | After Competition Groups | 14.0214 | 0 | 0 | 2453.1743 | 0.0057156 | 27 | Residential_2035_Technical_MW_After Competition Groups_27 | Central Air Conditioner Maintenance | 0.5716% | 0 | 14.0214 | Residential_2035_Technical_MW_After Competition Groups_Central Air Conditioner Maintenance
Residential | Res ¦ Floor Insulation | 2035 | Technical | MW | After Competition Groups | 14.0213 | 0 | 0 | 2453.1743 | 0.0057156 | 28 | Residential_2035_Technical_MW_After Competition Groups_28 | Floor Insulation | 0.5716% | 0 | 14.0213 | Residential_2035_Technical_MW_After Competition Groups_Floor Insulation
Residential | Res ¦ Dehumidifier Recycling | 2035 | Technical | MW | After Competition Groups | 12.9334 | 0 | 0 | 2453.1743 | 0.0052721 | 29 | Residential_2035_Technical_MW_After Competition Groups_29 | Dehumidifier Recycling | 0.5272% | 0 | 12.9334 | Residential_2035_Technical_MW_After Competition Groups_Dehumidifier Recycling
Residential | Res ¦ High Efficiency Chiller (avg of water and air cooled) | 2035 | Technical | MW | After Competition Groups | 11.9201 | 0 | 0 | 2453.1743 | 0.0048591 | 30 | Residential_2035_Technical_MW_After Competition Groups_30 | High Efficiency Chiller (avg of water and air cooled) | 0.4859% | 0 | 11.9201 | Residential_2035_Technical_MW_After Competition Groups_High Efficiency Chiller (avg of water and air cooled)
Residential | Res ¦ Energy Star Freezer | 2035 | Technical | MW | After Competition Groups | 11.2648 | 0 | 0 | 2453.1743 | 0.0045919 | 31 | Residential_2035_Technical_MW_After Competition Groups_31 | Energy Star Freezer | 0.4592% | 0 | 11.2648 | Residential_2035_Technical_MW_After Competition Groups_Energy Star Freezer
Residential | Res ¦ Advanced BAS/Controllers | 2035 | Technical | MW | After Competition Groups | 11.0046 | 0 | 0 | 2453.1743 | 0.0044859 | 32 | Residential_2035_Technical_MW_After Competition Groups_32 | Advanced BAS/Controllers | 0.4486% | 0 | 11.0046 | Residential_2035_Technical_MW_After Competition Groups_Advanced BAS/Controllers
Residential | Res ¦ Clothes Drying Racks | 2035 | Technical | MW | After Competition Groups | 10.1836 | 0 | 0 | 2453.1743 | 0.0041512 | 33 | Residential_2035_Technical_MW_After Competition Groups_33 | Clothes Drying Racks | 0.4151% | 0 | 10.1836 | Residential_2035_Technical_MW_After Competition Groups_Clothes Drying Racks
Residential | Res ¦ Refrigerator Recycling | 2035 | Technical | MW | After Competition Groups | 8.6299 | 0 | 0 | 2453.1743 | 0.0035179 | 34 | Residential_2035_Technical_MW_After Competition Groups_34 | Refrigerator Recycling | 0.3518% | 0 | 8.6299 | Residential_2035_Technical_MW_After Competition Groups_Refrigerator Recycling
Residential | Res ¦ Freezer Recycling | 2035 | Technical | MW | After Competition Groups | 8.0395 | 0 | 0 | 2453.1743 | 0.0032772 | 35 | Residential_2035_Technical_MW_After Competition Groups_35 | Freezer Recycling | 0.3277% | 0 | 8.0395 | Residential_2035_Technical_MW_After Competition Groups_Freezer Recycling
Residential | Res ¦ Energy Star Dehumidifier | 2035 | Technical | MW | After Competition Groups | 7.5992 | 0 | 0 | 2453.1743 | 0.0030977 | 36 | Residential_2035_Technical_MW_After Competition Groups_36 | Energy Star Dehumidifier | 0.3098% | 0 | 7.5992 | Residential_2035_Technical_MW_After Competition Groups_Energy Star Dehumidifier
Residential | Res ¦ Duct Insulation MF | 2035 | Technical | MW | After Competition Groups | 7.5988 | 0 | 0 | 2453.1743 | 0.0030975 | 37 | Residential_2035_Technical_MW_After Competition Groups_37 | Duct Insulation MF | 0.3098% | 0 | 7.5988 | Residential_2035_Technical_MW_After Competition Groups_Duct Insulation MF
Residential | Res ¦ Occupancy Sensors MF | 2035 | Technical | MW | After Competition Groups | 7.4104 | 0 | 0 | 2453.1743 | 0.0030208 | 38 | Residential_2035_Technical_MW_After Competition Groups_38 | Occupancy Sensors MF | 0.3021% | 0 | 7.4104 | Residential_2035_Technical_MW_After Competition Groups_Occupancy Sensors MF
Residential | Res ¦ Heat Pump Water Heater | 2035 | Technical | MW | After Competition Groups | 6.1009 | 0 | 0 | 2453.1743 | 0.002487 | 39 | Residential_2035_Technical_MW_After Competition Groups_39 | Heat Pump Water Heater | 0.2487% | 0 | 6.1009 | Residential_2035_Technical_MW_After Competition Groups_Heat Pump Water Heater
Residential | Res ¦ Energy Star Windows | 2035 | Technical | MW | After Competition Groups | 5.9676 | 0 | 0 | 2453.1743 | 0.0024326 | 40 | Residential_2035_Technical_MW_After Competition Groups_40 | Energy Star Windows | 0.2433% | 0 | 5.9676 | Residential_2035_Technical_MW_After Competition Groups_Energy Star Windows
Residential | Res ¦ Heat Recovery Ventilator | 2035 | Technical | MW | After Competition Groups | 5.7124 | 0 | 0 | 2453.1743 | 0.0023286 | 41 | Residential_2035_Technical_MW_After Competition Groups_41 | Heat Recovery Ventilator | 0.2329% | 0 | 5.7124 | Residential_2035_Technical_MW_After Competition Groups_Heat Recovery Ventilator
Residential | Res ¦ Furnace with ECM | 2035 | Technical | MW | After Competition Groups | 5.6512 | 0 | 0 | 2453.1743 | 0.0023036 | 42 | Residential_2035_Technical_MW_After Competition Groups_42 | Furnace with ECM | 0.2304% | 0 | 5.6512 | Residential_2035_Technical_MW_After Competition Groups_Furnace with ECM
Residential | Res ¦ Central Lighting Control System | 2035 | Technical | MW | After Competition Groups | 5.3092 | 0 | 0 | 2453.1743 | 0.0021642 | 43 | Residential_2035_Technical_MW_After Competition Groups_43 | Central Lighting Control System | 0.2164% | 0 | 5.3092 | Residential_2035_Technical_MW_After Competition Groups_Central Lighting Control System
Residential | Res ¦ Energy Star Ceiling Fan/Lighting | 2035 | Technical | MW | After Competition Groups | 4.8136 | 0 | 0 | 2453.1743 | 0.0019622 | 44 | Residential_2035_Technical_MW_After Competition Groups_44 | Energy Star Ceiling Fan/Lighting | 0.1962% | 0 | 4.8136 | Residential_2035_Technical_MW_After Competition Groups_Energy Star Ceiling Fan/Lighting
Residential | Res ¦ LED Downlight | 2035 | Technical | MW | After Competition Groups | 4.5544 | 0 | 0 | 2453.1743 | 0.0018565 | 45 | Residential_2035_Technical_MW_After Competition Groups_45 | LED Downlight | 0.1857% | 0 | 4.5544 | Residential_2035_Technical_MW_After Competition Groups_LED Downlight
Residential | Res ¦ Minimize Hot and Warm Clothes Wash | 2035 | Technical | MW | After Competition Groups | 4.2656 | 0 | 0 | 2453.1743 | 0.0017388 | 46 | Residential_2035_Technical_MW_After Competition Groups_46 | Minimize Hot and Warm Clothes Wash | 0.1739% | 0 | 4.2656 | Residential_2035_Technical_MW_After Competition Groups_Minimize Hot and Warm Clothes Wash
Residential | Res ¦ LED Tube Re-Lamp | 2035 | Technical | MW | After Competition Groups | 4.1346 | 0 | 0 | 2453.1743 | 0.0016854 | 47 | Residential_2035_Technical_MW_After Competition Groups_47 | LED Tube Re-Lamp | 0.1685% | 0 | 4.1346 | Residential_2035_Technical_MW_After Competition Groups_LED Tube Re-Lamp
Residential | Res ¦ INTEGRAL LED TROFFERS | 2035 | Technical | MW | After Competition Groups | 4.0545 | 0 | 0 | 2453.1743 | 0.0016527 | 48 | Residential_2035_Technical_MW_After Competition Groups_48 | INTEGRAL LED TROFFERS | 0.1653% | 0 | 4.0545 | Residential_2035_Technical_MW_After Competition Groups_INTEGRAL LED TROFFERS
Residential | Res ¦ Passive Attic Ventilation | 2035 | Technical | MW | After Competition Groups | 3.6487 | 0 | 0 | 2453.1743 | 0.0014874 | 49 | Residential_2035_Technical_MW_After Competition Groups_49 | Passive Attic Ventilation | 0.1487% | 0 | 3.6487 | Residential_2035_Technical_MW_After Competition Groups_Passive Attic Ventilation
Residential | Res ¦ Outside Air Economizer | 2035 | Technical | MW | After Competition Groups | 3.4056 | 0 | 0 | 2453.1743 | 0.0013882 | 50 | Residential_2035_Technical_MW_After Competition Groups_50 | Outside Air Economizer | 0.1388% | 0 | 3.4056 | Residential_2035_Technical_MW_After Competition Groups_Outside Air Economizer
Residential | Res ¦ Energy Star Dishwasher | 2035 | Technical | MW | After Competition Groups | 3.0793 | 0 | 0 | 2453.1743 | 0.0012552 | 51 | Residential_2035_Technical_MW_After Competition Groups_51 | Energy Star Dishwasher | 0.1255% | 0 | 3.0793 | Residential_2035_Technical_MW_After Competition Groups_Energy Star Dishwasher
Residential | Res ¦ Early Hot Water Heater Replacement | 2035 | Technical | MW | After Competition Groups | 2.7683 | 0 | 0 | 2453.1743 | 0.0011285 | 52 | Residential_2035_Technical_MW_After Competition Groups_52 | Early Hot Water Heater Replacement | 0.1128% | 0 | 2.7683 | Residential_2035_Technical_MW_After Competition Groups_Early Hot Water Heater Replacement
Residential | Res ¦ Air Source Heat Pump Maintenance | 2035 | Technical | MW | After Competition Groups | 2.4526 | 0 | 0 | 2453.1743 | 0.00099978 | 53 | Residential_2035_Technical_MW_After Competition Groups_53 | Air Source Heat Pump Maintenance | 0.09998% | 0 | 2.4526 | Residential_2035_Technical_MW_After Competition Groups_Air Source Heat Pump Maintenance
Residential | Res ¦ CO Sensors for parking garage exhaust fans | 2035 | Technical | MW | After Competition Groups | 2.1487 | 0 | 0 | 2453.1743 | 0.00087587 | 54 | Residential_2035_Technical_MW_After Competition Groups_54 | CO Sensors for parking garage exhaust fans | 0.08759% | 0 | 2.1487 | Residential_2035_Technical_MW_After Competition Groups_CO Sensors for parking garage exhaust fans
Residential | Res ¦ Condensing Make Up Air Unit | 2035 | Technical | MW | After Competition Groups | 2.1325 | 0 | 0 | 2453.1743 | 0.00086928 | 55 | Residential_2035_Technical_MW_After Competition Groups_55 | Condensing Make Up Air Unit | 0.08693% | 0 | 2.1325 | Residential_2035_Technical_MW_After Competition Groups_Condensing Make Up Air Unit
Residential | Res ¦ Demand Control Ventilation | 2035 | Technical | MW | After Competition Groups | 1.934 | 0 | 0 | 2453.1743 | 0.00078838 | 56 | Residential_2035_Technical_MW_After Competition Groups_56 | Demand Control Ventilation | 0.07884% | 0 | 1.934 | Residential_2035_Technical_MW_After Competition Groups_Demand Control Ventilation
Residential | Res ¦ ENERGY STAR LED LAMPS (REFLECTOR LAMPs/MR16/PAR 16) | 2035 | Technical | MW | After Competition Groups | 1.8956 | 0 | 0 | 2453.1743 | 0.0007727 | 57 | Residential_2035_Technical_MW_After Competition Groups_57 | ENERGY STAR LED LAMPS (REFLECTOR LAMPs/MR16/PAR 16) | 0.07727% | 0 | 1.8956 | Residential_2035_Technical_MW_After Competition Groups_ENERGY STAR LED LAMPS (REFLECTOR LAMPs/MR16/PAR 16)
Residential | Res ¦ Drain Water Heat Recovery | 2035 | Technical | MW | After Competition Groups | 1.8593 | 0 | 0 | 2453.1743 | 0.00075793 | 58 | Residential_2035_Technical_MW_After Competition Groups_58 | Drain Water Heat Recovery | 0.07579% | 0 | 1.8593 | Residential_2035_Technical_MW_After Competition Groups_Drain Water Heat Recovery
Residential | Res ¦ Furnace Whistle | 2035 | Technical | MW | After Competition Groups | 1.8585 | 0 | 0 | 2453.1743 | 0.00075759 | 59 | Residential_2035_Technical_MW_After Competition Groups_59 | Furnace Whistle | 0.07576% | 0 | 1.8585 | Residential_2035_Technical_MW_After Competition Groups_Furnace Whistle
Residential | Res ¦ Solar Powered Attic Fan | 2035 | Technical | MW | After Competition Groups | 1.8003 | 0 | 0 | 2453.1743 | 0.00073388 | 60 | Residential_2035_Technical_MW_After Competition Groups_60 | Solar Powered Attic Fan | 0.07339% | 0 | 1.8003 | Residential_2035_Technical_MW_After Competition Groups_Solar Powered Attic Fan
Residential | Res ¦ Window Film | 2035 | Technical | MW | After Competition Groups | 1.7102 | 0 | 0 | 2453.1743 | 0.00069714 | 61 | Residential_2035_Technical_MW_After Competition Groups_61 | Window Film | 0.06971% | 0 | 1.7102 | Residential_2035_Technical_MW_After Competition Groups_Window Film
Residential | Res ¦ Comprehensive Draft Proofing | 2035 | Technical | MW | After Competition Groups | 1.5793 | 0 | 0 | 2453.1743 | 0.00064377 | 62 | Residential_2035_Technical_MW_After Competition Groups_62 | Comprehensive Draft Proofing | 0.06438% | 0 | 1.5793 | Residential_2035_Technical_MW_After Competition Groups_Comprehensive Draft Proofing
Residential | Res ¦ Variable Frequency Drive (VFD) | 2035 | Technical | MW | After Competition Groups | 1.5318 | 0 | 0 | 2453.1743 | 0.00062441 | 63 | Residential_2035_Technical_MW_After Competition Groups_63 | Variable Frequency Drive (VFD) | 0.06244% | 0 | 1.5318 | Residential_2035_Technical_MW_After Competition Groups_Variable Frequency Drive (VFD)
Residential | Res ¦ DHW Recirculation Systems | 2035 | Technical | MW | After Competition Groups | 1.2026 | 0 | 0 | 2453.1743 | 0.00049023 | 64 | Residential_2035_Technical_MW_After Competition Groups_64 | DHW Recirculation Systems | 0.04902% | 0 | 1.2026 | Residential_2035_Technical_MW_After Competition Groups_DHW Recirculation Systems
Residential | Res ¦ Water Heater Temperature Setback | 2035 | Technical | MW | After Competition Groups | 0.96877 | 0 | 0 | 2453.1743 | 0.0003949 | 65 | Residential_2035_Technical_MW_After Competition Groups_65 | Water Heater Temperature Setback | 0.03949% | 0 | 0.96877 | Residential_2035_Technical_MW_After Competition Groups_Water Heater Temperature Setback
Residential | Res ¦ HVAC Optimization | 2035 | Technical | MW | After Competition Groups | 0.90615 | 0 | 0 | 2453.1743 | 0.00036938 | 66 | Residential_2035_Technical_MW_After Competition Groups_66 | HVAC Optimization | 0.03694% | 0 | 0.90615 | Residential_2035_Technical_MW_After Competition Groups_HVAC Optimization
Residential | Res ¦ LED Parking Lot Fixture | 2035 | Technical | MW | After Competition Groups | 0.87304 | 0 | 0 | 2453.1743 | 0.00035588 | 67 | Residential_2035_Technical_MW_After Competition Groups_67 | LED Parking Lot Fixture | 0.03559% | 0 | 0.87304 | Residential_2035_Technical_MW_After Competition Groups_LED Parking Lot Fixture
Residential | Res ¦ VFD on Pumps | 2035 | Technical | MW | After Competition Groups | 0.47104 | 0 | 0 | 2453.1743 | 0.00019201 | 68 | Residential_2035_Technical_MW_After Competition Groups_68 | VFD on Pumps | 0.0192% | 0 | 0.47104 | Residential_2035_Technical_MW_After Competition Groups_VFD on Pumps
Residential | Res ¦ ENERGY STAR LED Lamps (General Service Lamps) | 2035 | Technical | MW | After Competition Groups | 0.44671 | 0 | 0 | 2453.1743 | 0.0001821 | 69 | Residential_2035_Technical_MW_After Competition Groups_69 | ENERGY STAR LED Lamps (General Service Lamps) | 0.01821% | 0 | 0.44671 | Residential_2035_Technical_MW_After Competition Groups_ENERGY STAR LED Lamps (General Service Lamps)
Residential | Res ¦ LED Exterior Area Lights - LED Fixture (200W) | 2035 | Technical | MW | After Competition Groups | 0.41057 | 0 | 0 | 2453.1743 | 0.00016736 | 70 | Residential_2035_Technical_MW_After Competition Groups_70 | LED Exterior Area Lights - LED Fixture (200W) | 0.01674% | 0 | 0.41057 | Residential_2035_Technical_MW_After Competition Groups_LED Exterior Area Lights - LED Fixture (200W)
Residential | Res ¦ ECM MOTORS FOR HVAC APPLICATION (FAN-POWERED VAV BOX) | 2035 | Technical | MW | After Competition Groups | 0.35677 | 0 | 0 | 2453.1743 | 0.00014543 | 71 | Residential_2035_Technical_MW_After Competition Groups_71 | ECM MOTORS FOR HVAC APPLICATION (FAN-POWERED VAV BOX) | 0.01454% | 0 | 0.35677 | Residential_2035_Technical_MW_After Competition Groups_ECM MOTORS FOR HVAC APPLICATION (FAN-POWERED VAV BOX)
Residential | Res ¦ Tankless Water Heater | 2035 | Technical | MW | After Competition Groups | 0.33288 | 0 | 0 | 2453.1743 | 0.00013569 | 72 | Residential_2035_Technical_MW_After Competition Groups_72 | Tankless Water Heater | 0.01357% | 0 | 0.33288 | Residential_2035_Technical_MW_After Competition Groups_Tankless Water Heater
Residential | Res ¦ Chilled Water Optimization | 2035 | Technical | MW | After Competition Groups | 0.29722 | 0 | 0 | 2453.1743 | 0.00012116 | 73 | Residential_2035_Technical_MW_After Competition Groups_73 | Chilled Water Optimization | 0.01212% | 0 | 0.29722 | Residential_2035_Technical_MW_After Competition Groups_Chilled Water Optimization
Residential | Res ¦ Beverage Vending Machine Controls | 2035 | Technical | MW | After Competition Groups | 0.25615 | 0 | 0 | 2453.1743 | 0.00010442 | 74 | Residential_2035_Technical_MW_After Competition Groups_74 | Beverage Vending Machine Controls | 0.01044% | 0 | 0.25615 | Residential_2035_Technical_MW_After Competition Groups_Beverage Vending Machine Controls
Residential | Res ¦ Wall Insulation MF | 2035 | Technical | MW | After Competition Groups | 0.15262 | 0 | 0 | 2453.1743 | 6.2212e-05 | 75 | Residential_2035_Technical_MW_After Competition Groups_75 | Wall Insulation MF | 0.006221% | 0 | 0.15262 | Residential_2035_Technical_MW_After Competition Groups_Wall Insulation MF
Residential | Res ¦ LED Recessed Downlights | 2035 | Technical | MW | After Competition Groups | 0.021884 | 0 | 0 | 2453.1743 | 8.9209e-06 | 76 | Residential_2035_Technical_MW_After Competition Groups_76 | LED Recessed Downlights | 0.0008921% | 0 | 0.021884 | Residential_2035_Technical_MW_After Competition Groups_LED Recessed Downlights
Residential | Res ¦ LED High Bay Fixture | 2035 | Technical | MW | After Competition Groups | 0.018701 | 0 | 0 | 2453.1743 | 7.6233e-06 | 77 | Residential_2035_Technical_MW_After Competition Groups_77 | LED High Bay Fixture | 0.0007623% | 0 | 0.018701 | Residential_2035_Technical_MW_After Competition Groups_LED High Bay Fixture
Residential | Res ¦ Radiant Barrier | 2035 | Technical | MW | After Competition Groups | 0.011782 | 0 | 0 | 2453.1743 | 4.8028e-06 | 78 | Residential_2035_Technical_MW_After Competition Groups_78 | Radiant Barrier | 0.0004803% | 0 | 0.011782 | Residential_2035_Technical_MW_After Competition Groups_Radiant Barrier
Residential | Res ¦ Solar Water Preheat (Pools/DHW) | 2035 | Technical | MW | After Competition Groups | 0.011369 | 0 | 0 | 2453.1743 | 4.6345e-06 | 79 | Residential_2035_Technical_MW_After Competition Groups_79 | Solar Water Preheat (Pools/DHW) | 0.0004635% | 0 | 0.011369 | Residential_2035_Technical_MW_After Competition Groups_Solar Water Preheat (Pools/DHW)
Residential | Res ¦ Photocell Controls (Outdoor) | 2035 | Technical | MW | After Competition Groups | 4.3839e-05 | 0 | 0 | 2453.1743 | 1.787e-08 | 80 | Residential_2035_Technical_MW_After Competition Groups_80 | Photocell Controls (Outdoor) | 1.787e-06% | 0 | 4.3839e-05 | Residential_2035_Technical_MW_After Competition Groups_Photocell Controls (Outdoor)
Residential | Res ¦ Ductless Mini-Split Heat Pump | 2036 | Economic | MW | After Competition Groups | 218.6315 | 0 | 0 | 1365.2936 | 0.16014 | 1 | Residential_2036_Economic_MW_After Competition Groups_1 | Ductless Mini-Split Heat Pump | 16.01% | 0 | 218.6315 | Residential_2036_Economic_MW_After Competition Groups_Ductless Mini-Split Heat Pump
Residential | Res ¦ Adaptive Thermostat | 2036 | Economic | MW | After Competition Groups | 202.3536 | 0 | 0 | 1365.2936 | 0.14821 | 2 | Residential_2036_Economic_MW_After Competition Groups_2 | Adaptive Thermostat | 14.82% | 0 | 202.3536 | Residential_2036_Economic_MW_After Competition Groups_Adaptive Thermostat
Residential | Res ¦ Energy Star Air Source Heat Pump | 2036 | Economic | MW | After Competition Groups | 124.5439 | 0 | 0 | 1365.2936 | 0.091221 | 3 | Residential_2036_Economic_MW_After Competition Groups_3 | Energy Star Air Source Heat Pump | 9.122% | 0 | 124.5439 | Residential_2036_Economic_MW_After Competition Groups_Energy Star Air Source Heat Pump
Residential | Res ¦ Energy Star Clothes Washer | 2036 | Economic | MW | After Competition Groups | 98.0014 | 0 | 0 | 1365.2936 | 0.07178 | 4 | Residential_2036_Economic_MW_After Competition Groups_4 | Energy Star Clothes Washer | 7.178% | 0 | 98.0014 | Residential_2036_Economic_MW_After Competition Groups_Energy Star Clothes Washer
Residential | Res ¦ Energy Star Room Air Conditioner | 2036 | Economic | MW | After Competition Groups | 78.6484 | 0 | 0 | 1365.2936 | 0.057606 | 5 | Residential_2036_Economic_MW_After Competition Groups_5 | Energy Star Room Air Conditioner | 5.761% | 0 | 78.6484 | Residential_2036_Economic_MW_After Competition Groups_Energy Star Room Air Conditioner
Residential | Res ¦ Building Recommissioning, Operations and Maintenance (O&M) Improvements | 2036 | Economic | MW | After Competition Groups | 73.9999 | 0 | 0 | 1365.2936 | 0.054201 | 6 | Residential_2036_Economic_MW_After Competition Groups_6 | Building Recommissioning, Operations and Maintenance (O&M) Improvements | 5.42% | 0 | 73.9999 | Residential_2036_Economic_MW_After Competition Groups_Building Recommissioning, Operations and Maintenance (O&M) Improvements
Residential | Res ¦ Basement Wall Insulation | 2036 | Economic | MW | After Competition Groups | 68.2543 | 0 | 0 | 1365.2936 | 0.049992 | 7 | Residential_2036_Economic_MW_After Competition Groups_7 | Basement Wall Insulation | 4.999% | 0 | 68.2543 | Residential_2036_Economic_MW_After Competition Groups_Basement Wall Insulation
Residential | Res ¦ Energy Star LED Bulbs General Purpose LEDs | 2036 | Economic | MW | After Competition Groups | 61.4876 | 0 | 0 | 1365.2936 | 0.045036 | 8 | Residential_2036_Economic_MW_After Competition Groups_8 | Energy Star LED Bulbs General Purpose LEDs | 4.504% | 0 | 61.4876 | Residential_2036_Economic_MW_After Competition Groups_Energy Star LED Bulbs General Purpose LEDs
Residential | Res ¦ Variable Speed Pool Pump Motor | 2036 | Economic | MW | After Competition Groups | 52.8574 | 0 | 0 | 1365.2936 | 0.038715 | 9 | Residential_2036_Economic_MW_After Competition Groups_9 | Variable Speed Pool Pump Motor | 3.872% | 0 | 52.8574 | Residential_2036_Economic_MW_After Competition Groups_Variable Speed Pool Pump Motor
Residential | Res ¦ Attic Insulation | 2036 | Economic | MW | After Competition Groups | 52.6538 | 0 | 0 | 1365.2936 | 0.038566 | 10 | Residential_2036_Economic_MW_After Competition Groups_10 | Attic Insulation | 3.857% | 0 | 52.6538 | Residential_2036_Economic_MW_After Competition Groups_Attic Insulation
Residential | Res ¦ Energy Star A Line, PAR, MR Lamps | 2036 | Economic | MW | After Competition Groups | 51.8262 | 0 | 0 | 1365.2936 | 0.03796 | 11 | Residential_2036_Economic_MW_After Competition Groups_11 | Energy Star A Line, PAR, MR Lamps | 3.796% | 0 | 51.8262 | Residential_2036_Economic_MW_After Competition Groups_Energy Star A Line, PAR, MR Lamps
Residential | Res ¦ Energy Star Clothes Dryer | 2036 | Economic | MW | After Competition Groups | 40.126 | 0 | 0 | 1365.2936 | 0.02939 | 12 | Residential_2036_Economic_MW_After Competition Groups_12 | Energy Star Clothes Dryer | 2.939% | 0 | 40.126 | Residential_2036_Economic_MW_After Competition Groups_Energy Star Clothes Dryer
Residential | Res ¦ Smart Burners | 2036 | Economic | MW | After Competition Groups | 38.4251 | 0 | 0 | 1365.2936 | 0.028144 | 13 | Residential_2036_Economic_MW_After Competition Groups_13 | Smart Burners | 2.814% | 0 | 38.4251 | Residential_2036_Economic_MW_After Competition Groups_Smart Burners
Residential | Res ¦ Energy Star Torchiere | 2036 | Economic | MW | After Competition Groups | 16.5018 | 0 | 0 | 1365.2936 | 0.012087 | 14 | Residential_2036_Economic_MW_After Competition Groups_14 | Energy Star Torchiere | 1.209% | 0 | 16.5018 | Residential_2036_Economic_MW_After Competition Groups_Energy Star Torchiere
Residential | Res ¦ Home Energy Reports | 2036 | Economic | MW | After Competition Groups | 16.401 | 0 | 0 | 1365.2936 | 0.012013 | 15 | Residential_2036_Economic_MW_After Competition Groups_15 | Home Energy Reports | 1.201% | 0 | 16.401 | Residential_2036_Economic_MW_After Competition Groups_Home Energy Reports
Residential | Res ¦ Duct Insulation | 2036 | Economic | MW | After Competition Groups | 15.9682 | 0 | 0 | 1365.2936 | 0.011696 | 16 | Residential_2036_Economic_MW_After Competition Groups_16 | Duct Insulation | 1.17% | 0 | 15.9682 | Residential_2036_Economic_MW_After Competition Groups_Duct Insulation
Residential | Res ¦ Air Sealing | 2036 | Economic | MW | After Competition Groups | 14.5185 | 0 | 0 | 1365.2936 | 0.010634 | 17 | Residential_2036_Economic_MW_After Competition Groups_17 | Air Sealing | 1.063% | 0 | 14.5185 | Residential_2036_Economic_MW_After Competition Groups_Air Sealing
Residential | Res ¦ Floor Insulation | 2036 | Economic | MW | After Competition Groups | 13.7998 | 0 | 0 | 1365.2936 | 0.010108 | 18 | Residential_2036_Economic_MW_After Competition Groups_18 | Floor Insulation | 1.011% | 0 | 13.7998 | Residential_2036_Economic_MW_After Competition Groups_Floor Insulation
Residential | Res ¦ High Efficiency Chiller (avg of water and air cooled) | 2036 | Economic | MW | After Competition Groups | 12.4249 | 0 | 0 | 1365.2936 | 0.0091006 | 19 | Residential_2036_Economic_MW_After Competition Groups_19 | High Efficiency Chiller (avg of water and air cooled) | 0.9101% | 0 | 12.4249 | Residential_2036_Economic_MW_After Competition Groups_High Efficiency Chiller (avg of water and air cooled)
Residential | Res ¦ Advanced BAS/Controllers | 2036 | Economic | MW | After Competition Groups | 10.8308 | 0 | 0 | 1365.2936 | 0.0079329 | 20 | Residential_2036_Economic_MW_After Competition Groups_20 | Advanced BAS/Controllers | 0.7933% | 0 | 10.8308 | Residential_2036_Economic_MW_After Competition Groups_Advanced BAS/Controllers
Residential | Res ¦ Clothes Drying Racks | 2036 | Economic | MW | After Competition Groups | 10.0227 | 0 | 0 | 1365.2936 | 0.0073411 | 21 | Residential_2036_Economic_MW_After Competition Groups_21 | Clothes Drying Racks | 0.7341% | 0 | 10.0227 | Residential_2036_Economic_MW_After Competition Groups_Clothes Drying Racks
Residential | Res ¦ Refrigerator Recycling | 2036 | Economic | MW | After Competition Groups | 8.4936 | 0 | 0 | 1365.2936 | 0.0062211 | 22 | Residential_2036_Economic_MW_After Competition Groups_22 | Refrigerator Recycling | 0.6221% | 0 | 8.4936 | Residential_2036_Economic_MW_After Competition Groups_Refrigerator Recycling
Residential | Res ¦ Freezer Recycling | 2036 | Economic | MW | After Competition Groups | 7.9125 | 0 | 0 | 1365.2936 | 0.0057954 | 23 | Residential_2036_Economic_MW_After Competition Groups_23 | Freezer Recycling | 0.5795% | 0 | 7.9125 | Residential_2036_Economic_MW_After Competition Groups_Freezer Recycling
Residential | Res ¦ Energy Star Freezer | 2036 | Economic | MW | After Competition Groups | 7.6671 | 0 | 0 | 1365.2936 | 0.0056157 | 24 | Residential_2036_Economic_MW_After Competition Groups_24 | Energy Star Freezer | 0.5616% | 0 | 7.6671 | Residential_2036_Economic_MW_After Competition Groups_Energy Star Freezer
Residential | Res ¦ Energy Star Dehumidifier | 2036 | Economic | MW | After Competition Groups | 7.4791 | 0 | 0 | 1365.2936 | 0.005478 | 25 | Residential_2036_Economic_MW_After Competition Groups_25 | Energy Star Dehumidifier | 0.5478% | 0 | 7.4791 | Residential_2036_Economic_MW_After Competition Groups_Energy Star Dehumidifier
Residential | Res ¦ Duct Insulation MF | 2036 | Economic | MW | After Competition Groups | 7.3331 | 0 | 0 | 1365.2936 | 0.0053711 | 26 | Residential_2036_Economic_MW_After Competition Groups_26 | Duct Insulation MF | 0.5371% | 0 | 7.3331 | Residential_2036_Economic_MW_After Competition Groups_Duct Insulation MF
Residential | Res ¦ Occupancy Sensors MF | 2036 | Economic | MW | After Competition Groups | 7.1453 | 0 | 0 | 1365.2936 | 0.0052335 | 27 | Residential_2036_Economic_MW_After Competition Groups_27 | Occupancy Sensors MF | 0.5234% | 0 | 7.1453 | Residential_2036_Economic_MW_After Competition Groups_Occupancy Sensors MF
Residential | Res ¦ Energy Star Light Fixture | 2036 | Economic | MW | After Competition Groups | 7.0163 | 0 | 0 | 1365.2936 | 0.0051391 | 28 | Residential_2036_Economic_MW_After Competition Groups_28 | Energy Star Light Fixture | 0.5139% | 0 | 7.0163 | Residential_2036_Economic_MW_After Competition Groups_Energy Star Light Fixture
Residential | Res ¦ Heat Recovery Ventilator | 2036 | Economic | MW | After Competition Groups | 5.7995 | 0 | 0 | 1365.2936 | 0.0042478 | 29 | Residential_2036_Economic_MW_After Competition Groups_29 | Heat Recovery Ventilator | 0.4248% | 0 | 5.7995 | Residential_2036_Economic_MW_After Competition Groups_Heat Recovery Ventilator
Residential | Res ¦ Minimize Hot and Warm Clothes Wash | 2036 | Economic | MW | After Competition Groups | 4.1982 | 0 | 0 | 1365.2936 | 0.003075 | 30 | Residential_2036_Economic_MW_After Competition Groups_30 | Minimize Hot and Warm Clothes Wash | 0.3075% | 0 | 4.1982 | Residential_2036_Economic_MW_After Competition Groups_Minimize Hot and Warm Clothes Wash
Residential | Res ¦ LED Tube Re-Lamp | 2036 | Economic | MW | After Competition Groups | 4.1961 | 0 | 0 | 1365.2936 | 0.0030734 | 31 | Residential_2036_Economic_MW_After Competition Groups_31 | LED Tube Re-Lamp | 0.3073% | 0 | 4.1961 | Residential_2036_Economic_MW_After Competition Groups_LED Tube Re-Lamp
Residential | Res ¦ Outside Air Economizer | 2036 | Economic | MW | After Competition Groups | 3.4361 | 0 | 0 | 1365.2936 | 0.0025167 | 32 | Residential_2036_Economic_MW_After Competition Groups_32 | Outside Air Economizer | 0.2517% | 0 | 3.4361 | Residential_2036_Economic_MW_After Competition Groups_Outside Air Economizer
Residential | Res ¦ Tankless Water Heater | 2036 | Economic | MW | After Competition Groups | 3.3387 | 0 | 0 | 1365.2936 | 0.0024454 | 33 | Residential_2036_Economic_MW_After Competition Groups_33 | Tankless Water Heater | 0.2445% | 0 | 3.3387 | Residential_2036_Economic_MW_After Competition Groups_Tankless Water Heater
Residential | Res ¦ Condensing Make Up Air Unit | 2036 | Economic | MW | After Competition Groups | 2.2187 | 0 | 0 | 1365.2936 | 0.0016251 | 34 | Residential_2036_Economic_MW_After Competition Groups_34 | Condensing Make Up Air Unit | 0.1625% | 0 | 2.2187 | Residential_2036_Economic_MW_After Competition Groups_Condensing Make Up Air Unit
Residential | Res ¦ CO Sensors for parking garage exhaust fans | 2036 | Economic | MW | After Competition Groups | 2.1679 | 0 | 0 | 1365.2936 | 0.0015879 | 35 | Residential_2036_Economic_MW_After Competition Groups_35 | CO Sensors for parking garage exhaust fans | 0.1588% | 0 | 2.1679 | Residential_2036_Economic_MW_After Competition Groups_CO Sensors for parking garage exhaust fans
Residential | Res ¦ Demand Control Ventilation | 2036 | Economic | MW | After Competition Groups | 1.9035 | 0 | 0 | 1365.2936 | 0.0013942 | 36 | Residential_2036_Economic_MW_After Competition Groups_36 | Demand Control Ventilation | 0.1394% | 0 | 1.9035 | Residential_2036_Economic_MW_After Competition Groups_Demand Control Ventilation
Residential | Res ¦ ENERGY STAR LED LAMPS (REFLECTOR LAMPs/MR16/PAR 16) | 2036 | Economic | MW | After Competition Groups | 1.8927 | 0 | 0 | 1365.2936 | 0.0013863 | 37 | Residential_2036_Economic_MW_After Competition Groups_37 | ENERGY STAR LED LAMPS (REFLECTOR LAMPs/MR16/PAR 16) | 0.1386% | 0 | 1.8927 | Residential_2036_Economic_MW_After Competition Groups_ENERGY STAR LED LAMPS (REFLECTOR LAMPs/MR16/PAR 16)
Residential | Res ¦ Furnace Whistle | 2036 | Economic | MW | After Competition Groups | 1.8291 | 0 | 0 | 1365.2936 | 0.0013397 | 38 | Residential_2036_Economic_MW_After Competition Groups_38 | Furnace Whistle | 0.134% | 0 | 1.8291 | Residential_2036_Economic_MW_After Competition Groups_Furnace Whistle
Residential | Res ¦ Wall Insulation | 2036 | Economic | MW | After Competition Groups | 1.6798 | 0 | 0 | 1365.2936 | 0.0012304 | 39 | Residential_2036_Economic_MW_After Competition Groups_39 | Wall Insulation | 0.123% | 0 | 1.6798 | Residential_2036_Economic_MW_After Competition Groups_Wall Insulation
Residential | Res ¦ Comprehensive Draft Proofing | 2036 | Economic | MW | After Competition Groups | 1.5543 | 0 | 0 | 1365.2936 | 0.0011384 | 40 | Residential_2036_Economic_MW_After Competition Groups_40 | Comprehensive Draft Proofing | 0.1138% | 0 | 1.5543 | Residential_2036_Economic_MW_After Competition Groups_Comprehensive Draft Proofing
Residential | Res ¦ Variable Frequency Drive (VFD) | 2036 | Economic | MW | After Competition Groups | 1.5076 | 0 | 0 | 1365.2936 | 0.0011042 | 41 | Residential_2036_Economic_MW_After Competition Groups_41 | Variable Frequency Drive (VFD) | 0.1104% | 0 | 1.5076 | Residential_2036_Economic_MW_After Competition Groups_Variable Frequency Drive (VFD)
Residential | Res ¦ Water Heater Temperature Setback | 2036 | Economic | MW | After Competition Groups | 0.95346 | 0 | 0 | 1365.2936 | 0.00069836 | 42 | Residential_2036_Economic_MW_After Competition Groups_42 | Water Heater Temperature Setback | 0.06984% | 0 | 0.95346 | Residential_2036_Economic_MW_After Competition Groups_Water Heater Temperature Setback
Residential | Res ¦ LED Parking Lot Fixture | 2036 | Economic | MW | After Competition Groups | 0.87224 | 0 | 0 | 1365.2936 | 0.00063887 | 43 | Residential_2036_Economic_MW_After Competition Groups_43 | LED Parking Lot Fixture | 0.06389% | 0 | 0.87224 | Residential_2036_Economic_MW_After Competition Groups_LED Parking Lot Fixture
Residential | Res ¦ VFD on Pumps | 2036 | Economic | MW | After Competition Groups | 0.4636 | 0 | 0 | 1365.2936 | 0.00033956 | 44 | Residential_2036_Economic_MW_After Competition Groups_44 | VFD on Pumps | 0.03396% | 0 | 0.4636 | Residential_2036_Economic_MW_After Competition Groups_VFD on Pumps
Residential | Res ¦ ENERGY STAR LED Lamps (General Service Lamps) | 2036 | Economic | MW | After Competition Groups | 0.44616 | 0 | 0 | 1365.2936 | 0.00032679 | 45 | Residential_2036_Economic_MW_After Competition Groups_45 | ENERGY STAR LED Lamps (General Service Lamps) | 0.03268% | 0 | 0.44616 | Residential_2036_Economic_MW_After Competition Groups_ENERGY STAR LED Lamps (General Service Lamps)
Residential | Res ¦ LED Exterior Area Lights - LED Fixture (200W) | 2036 | Economic | MW | After Competition Groups | 0.41052 | 0 | 0 | 1365.2936 | 0.00030068 | 46 | Residential_2036_Economic_MW_After Competition Groups_46 | LED Exterior Area Lights - LED Fixture (200W) | 0.03007% | 0 | 0.41052 | Residential_2036_Economic_MW_After Competition Groups_LED Exterior Area Lights - LED Fixture (200W)
Residential | Res ¦ ECM MOTORS FOR HVAC APPLICATION (FAN-POWERED VAV BOX) | 2036 | Economic | MW | After Competition Groups | 0.35995 | 0 | 0 | 1365.2936 | 0.00026364 | 47 | Residential_2036_Economic_MW_After Competition Groups_47 | ECM MOTORS FOR HVAC APPLICATION (FAN-POWERED VAV BOX) | 0.02636% | 0 | 0.35995 | Residential_2036_Economic_MW_After Competition Groups_ECM MOTORS FOR HVAC APPLICATION (FAN-POWERED VAV BOX)
Residential | Res ¦ Chilled Water Optimization | 2036 | Economic | MW | After Competition Groups | 0.30896 | 0 | 0 | 1365.2936 | 0.0002263 | 48 | Residential_2036_Economic_MW_After Competition Groups_48 | Chilled Water Optimization | 0.02263% | 0 | 0.30896 | Residential_2036_Economic_MW_After Competition Groups_Chilled Water Optimization
Residential | Res ¦ Beverage Vending Machine Controls | 2036 | Economic | MW | After Competition Groups | 0.25797 | 0 | 0 | 1365.2936 | 0.00018895 | 49 | Residential_2036_Economic_MW_After Competition Groups_49 | Beverage Vending Machine Controls | 0.01889% | 0 | 0.25797 | Residential_2036_Economic_MW_After Competition Groups_Beverage Vending Machine Controls
Residential | Res ¦ LED Downlight | 2036 | Economic | MW | After Competition Groups | 0.14464 | 0 | 0 | 1365.2936 | 0.00010594 | 50 | Residential_2036_Economic_MW_After Competition Groups_50 | LED Downlight | 0.01059% | 0 | 0.14464 | Residential_2036_Economic_MW_After Competition Groups_LED Downlight
Residential | Res ¦ LED High Bay Fixture | 2036 | Economic | MW | After Competition Groups | 0.018032 | 0 | 0 | 1365.2936 | 1.3208e-05 | 51 | Residential_2036_Economic_MW_After Competition Groups_51 | LED High Bay Fixture | 0.001321% | 0 | 0.018032 | Residential_2036_Economic_MW_After Competition Groups_LED High Bay Fixture
Residential | Res ¦ Wall Insulation MF | 2036 | Economic | MW | After Competition Groups | 0.012022 | 0 | 0 | 1365.2936 | 8.8055e-06 | 52 | Residential_2036_Economic_MW_After Competition Groups_52 | Wall Insulation MF | 0.0008805% | 0 | 0.012022 | Residential_2036_Economic_MW_After Competition Groups_Wall Insulation MF
Residential | Res ¦ Smart Power Bar | 2036 | Economic | MW | After Competition Groups | 0 | 0 | 0 | 1365.2936 | 0 | 53 | Residential_2036_Economic_MW_After Competition Groups_53 | Smart Power Bar | 0% | 0 | 0 | Residential_2036_Economic_MW_After Competition Groups_Smart Power Bar
Residential | Res ¦ Ductless Mini-Split Heat Pump | 2036 | SC A | MW | After Competition Groups | 122.3764 | 0 | 0 | 581.5832 | 0.21042 | 1 | Residential_2036_SC A_MW_After Competition Groups_1 | Ductless Mini-Split Heat Pump | 21.04% | 0 | 122.3764 | Residential_2036_SC A_MW_After Competition Groups_Ductless Mini-Split Heat Pump
Residential | Res ¦ Building Recommissioning, Operations and Maintenance (O&M) Improvements | 2036 | SC A | MW | After Competition Groups | 64.4839 | 0 | 0 | 581.5832 | 0.11088 | 2 | Residential_2036_SC A_MW_After Competition Groups_2 | Building Recommissioning, Operations and Maintenance (O&M) Improvements | 11.09% | 0 | 64.4839 | Residential_2036_SC A_MW_After Competition Groups_Building Recommissioning, Operations and Maintenance (O&M) Improvements
Residential | Res ¦ Energy Star Clothes Washer | 2036 | SC A | MW | After Competition Groups | 56.2948 | 0 | 0 | 581.5832 | 0.096796 | 3 | Residential_2036_SC A_MW_After Competition Groups_3 | Energy Star Clothes Washer | 9.68% | 0 | 56.2948 | Residential_2036_SC A_MW_After Competition Groups_Energy Star Clothes Washer
Residential | Res ¦ Adaptive Thermostat | 2036 | SC A | MW | After Competition Groups | 39.8246 | 0 | 0 | 581.5832 | 0.068476 | 4 | Residential_2036_SC A_MW_After Competition Groups_4 | Adaptive Thermostat | 6.848% | 0 | 39.8246 | Residential_2036_SC A_MW_After Competition Groups_Adaptive Thermostat
Residential | Res ¦ Variable Speed Pool Pump Motor | 2036 | SC A | MW | After Competition Groups | 35.4126 | 0 | 0 | 581.5832 | 0.06089 | 5 | Residential_2036_SC A_MW_After Competition Groups_5 | Variable Speed Pool Pump Motor | 6.089% | 0 | 35.4126 | Residential_2036_SC A_MW_After Competition Groups_Variable Speed Pool Pump Motor
Residential | Res ¦ Energy Star Air Source Heat Pump | 2036 | SC A | MW | After Competition Groups | 34.8062 | 0 | 0 | 581.5832 | 0.059847 | 6 | Residential_2036_SC A_MW_After Competition Groups_6 | Energy Star Air Source Heat Pump | 5.985% | 0 | 34.8062 | Residential_2036_SC A_MW_After Competition Groups_Energy Star Air Source Heat Pump
Residential | Res ¦ Energy Star LED Specialty Bulbs | 2036 | SC A | MW | After Competition Groups | 31.7711 | 0 | 0 | 581.5832 | 0.054629 | 7 | Residential_2036_SC A_MW_After Competition Groups_7 | Energy Star LED Specialty Bulbs | 5.463% | 0 | 31.7711 | Residential_2036_SC A_MW_After Competition Groups_Energy Star LED Specialty Bulbs
Residential | Res ¦ Basement Wall Insulation | 2036 | SC A | MW | After Competition Groups | 30.421 | 0 | 0 | 581.5832 | 0.052307 | 8 | Residential_2036_SC A_MW_After Competition Groups_8 | Basement Wall Insulation | 5.231% | 0 | 30.421 | Residential_2036_SC A_MW_After Competition Groups_Basement Wall Insulation
Residential | Res ¦ Energy Star Room Air Conditioner | 2036 | SC A | MW | After Competition Groups | 20.8488 | 0 | 0 | 581.5832 | 0.035848 | 9 | Residential_2036_SC A_MW_After Competition Groups_9 | Energy Star Room Air Conditioner | 3.585% | 0 | 20.8488 | Residential_2036_SC A_MW_After Competition Groups_Energy Star Room Air Conditioner
Residential | Res ¦ Energy Star A Line, PAR, MR Lamps | 2036 | SC A | MW | After Competition Groups | 15.7471 | 0 | 0 | 581.5832 | 0.027076 | 10 | Residential_2036_SC A_MW_After Competition Groups_10 | Energy Star A Line, PAR, MR Lamps | 2.708% | 0 | 15.7471 | Residential_2036_SC A_MW_After Competition Groups_Energy Star A Line, PAR, MR Lamps
Residential | Res ¦ Energy Star LED Bulbs General Purpose LEDs | 2036 | SC A | MW | After Competition Groups | 12.8319 | 0 | 0 | 581.5832 | 0.022064 | 11 | Residential_2036_SC A_MW_After Competition Groups_11 | Energy Star LED Bulbs General Purpose LEDs | 2.206% | 0 | 12.8319 | Residential_2036_SC A_MW_After Competition Groups_Energy Star LED Bulbs General Purpose LEDs
Residential | Res ¦ Home Energy Reports | 2036 | SC A | MW | After Competition Groups | 11.4538 | 0 | 0 | 581.5832 | 0.019694 | 12 | Residential_2036_SC A_MW_After Competition Groups_12 | Home Energy Reports | 1.969% | 0 | 11.4538 | Residential_2036_SC A_MW_After Competition Groups_Home Energy Reports
Residential | Res ¦ Energy Star Clothes Dryer | 2036 | SC A | MW | After Competition Groups | 11.2714 | 0 | 0 | 581.5832 | 0.019381 | 13 | Residential_2036_SC A_MW_After Competition Groups_13 | Energy Star Clothes Dryer | 1.938% | 0 | 11.2714 | Residential_2036_SC A_MW_After Competition Groups_Energy Star Clothes Dryer
Residential | Res ¦ High Efficiency Chiller (avg of water and air cooled) | 2036 | SC A | MW | After Competition Groups | 11.0357 | 0 | 0 | 581.5832 | 0.018975 | 14 | Residential_2036_SC A_MW_After Competition Groups_14 | High Efficiency Chiller (avg of water and air cooled) | 1.898% | 0 | 11.0357 | Residential_2036_SC A_MW_After Competition Groups_High Efficiency Chiller (avg of water and air cooled)
Residential | Res ¦ Energy Star Torchiere | 2036 | SC A | MW | After Competition Groups | 9.248 | 0 | 0 | 581.5832 | 0.015901 | 15 | Residential_2036_SC A_MW_After Competition Groups_15 | Energy Star Torchiere | 1.59% | 0 | 9.248 | Residential_2036_SC A_MW_After Competition Groups_Energy Star Torchiere
Residential | Res ¦ Attic Insulation | 2036 | SC A | MW | After Competition Groups | 9.1171 | 0 | 0 | 581.5832 | 0.015676 | 16 | Residential_2036_SC A_MW_After Competition Groups_16 | Attic Insulation | 1.568% | 0 | 9.1171 | Residential_2036_SC A_MW_After Competition Groups_Attic Insulation
Residential | Res ¦ Occupancy Sensors MF | 2036 | SC A | MW | After Competition Groups | 7.594 | 0 | 0 | 581.5832 | 0.013058 | 17 | Residential_2036_SC A_MW_After Competition Groups_17 | Occupancy Sensors MF | 1.306% | 0 | 7.594 | Residential_2036_SC A_MW_After Competition Groups_Occupancy Sensors MF
Residential | Res ¦ Advanced BAS/Controllers | 2036 | SC A | MW | After Competition Groups | 6.7587 | 0 | 0 | 581.5832 | 0.011621 | 18 | Residential_2036_SC A_MW_After Competition Groups_18 | Advanced BAS/Controllers | 1.162% | 0 | 6.7587 | Residential_2036_SC A_MW_After Competition Groups_Advanced BAS/Controllers
Residential | Res ¦ Smart Burners | 2036 | SC A | MW | After Competition Groups | 6.4499 | 0 | 0 | 581.5832 | 0.01109 | 19 | Residential_2036_SC A_MW_After Competition Groups_19 | Smart Burners | 1.109% | 0 | 6.4499 | Residential_2036_SC A_MW_After Competition Groups_Smart Burners
Residential | Res ¦ Refrigerator Recycling | 2036 | SC A | MW | After Competition Groups | 5.6839 | 0 | 0 | 581.5832 | 0.0097731 | 20 | Residential_2036_SC A_MW_After Competition Groups_20 | Refrigerator Recycling | 0.9773% | 0 | 5.6839 | Residential_2036_SC A_MW_After Competition Groups_Refrigerator Recycling
Residential | Res ¦ Energy Star Freezer | 2036 | SC A | MW | After Competition Groups | 4.3374 | 0 | 0 | 581.5832 | 0.007458 | 21 | Residential_2036_SC A_MW_After Competition Groups_21 | Energy Star Freezer | 0.7458% | 0 | 4.3374 | Residential_2036_SC A_MW_After Competition Groups_Energy Star Freezer
Residential | Res ¦ LED Tube Re-Lamp | 2036 | SC A | MW | After Competition Groups | 3.6235 | 0 | 0 | 581.5832 | 0.0062303 | 22 | Residential_2036_SC A_MW_After Competition Groups_22 | LED Tube Re-Lamp | 0.623% | 0 | 3.6235 | Residential_2036_SC A_MW_After Competition Groups_LED Tube Re-Lamp
Residential | Res ¦ Air Sealing | 2036 | SC A | MW | After Competition Groups | 3.4297 | 0 | 0 | 581.5832 | 0.0058971 | 23 | Residential_2036_SC A_MW_After Competition Groups_23 | Air Sealing | 0.5897% | 0 | 3.4297 | Residential_2036_SC A_MW_After Competition Groups_Air Sealing
Residential | Res ¦ Outside Air Economizer | 2036 | SC A | MW | After Competition Groups | 3.1403 | 0 | 0 | 581.5832 | 0.0053995 | 24 | Residential_2036_SC A_MW_After Competition Groups_24 | Outside Air Economizer | 0.54% | 0 | 3.1403 | Residential_2036_SC A_MW_After Competition Groups_Outside Air Economizer
Residential | Res ¦ Energy Star Light Fixture | 2036 | SC A | MW | After Competition Groups | 3.1221 | 0 | 0 | 581.5832 | 0.0053683 | 25 | Residential_2036_SC A_MW_After Competition Groups_25 | Energy Star Light Fixture | 0.5368% | 0 | 3.1221 | Residential_2036_SC A_MW_After Competition Groups_Energy Star Light Fixture
Residential | Res ¦ Minimize Hot and Warm Clothes Wash | 2036 | SC A | MW | After Competition Groups | 3.05 | 0 | 0 | 581.5832 | 0.0052442 | 26 | Residential_2036_SC A_MW_After Competition Groups_26 | Minimize Hot and Warm Clothes Wash | 0.5244% | 0 | 3.05 | Residential_2036_SC A_MW_After Competition Groups_Minimize Hot and Warm Clothes Wash
Residential | Res ¦ ENERGY STAR LED LAMPS (REFLECTOR LAMPs/MR16/PAR 16) | 2036 | SC A | MW | After Competition Groups | 2.0805 | 0 | 0 | 581.5832 | 0.0035773 | 27 | Residential_2036_SC A_MW_After Competition Groups_27 | ENERGY STAR LED LAMPS (REFLECTOR LAMPs/MR16/PAR 16) | 0.3577% | 0 | 2.0805 | Residential_2036_SC A_MW_After Competition Groups_ENERGY STAR LED LAMPS (REFLECTOR LAMPs/MR16/PAR 16)
Residential | Res ¦ Furnace Whistle | 2036 | SC A | MW | After Competition Groups | 1.6014 | 0 | 0 | 581.5832 | 0.0027534 | 28 | Residential_2036_SC A_MW_After Competition Groups_28 | Furnace Whistle | 0.2753% | 0 | 1.6014 | Residential_2036_SC A_MW_After Competition Groups_Furnace Whistle
Residential | Res ¦ Variable Frequency Drive (VFD) | 2036 | SC A | MW | After Competition Groups | 1.3198 | 0 | 0 | 581.5832 | 0.0022694 | 29 | Residential_2036_SC A_MW_After Competition Groups_29 | Variable Frequency Drive (VFD) | 0.2269% | 0 | 1.3198 | Residential_2036_SC A_MW_After Competition Groups_Variable Frequency Drive (VFD)
Residential | Res ¦ Comprehensive Draft Proofing | 2036 | SC A | MW | After Competition Groups | 1.3048 | 0 | 0 | 581.5832 | 0.0022435 | 30 | Residential_2036_SC A_MW_After Competition Groups_30 | Comprehensive Draft Proofing | 0.2244% | 0 | 1.3048 | Residential_2036_SC A_MW_After Competition Groups_Comprehensive Draft Proofing
Residential | Res ¦ CO Sensors for parking garage exhaust fans | 2036 | SC A | MW | After Competition Groups | 1.1972 | 0 | 0 | 581.5832 | 0.0020585 | 31 | Residential_2036_SC A_MW_After Competition Groups_31 | CO Sensors for parking garage exhaust fans | 0.2058% | 0 | 1.1972 | Residential_2036_SC A_MW_After Competition Groups_CO Sensors for parking garage exhaust fans
Residential | Res ¦ Energy Star Dehumidifier | 2036 | SC A | MW | After Competition Groups | 1.1625 | 0 | 0 | 581.5832 | 0.0019989 | 32 | Residential_2036_SC A_MW_After Competition Groups_32 | Energy Star Dehumidifier | 0.1999% | 0 | 1.1625 | Residential_2036_SC A_MW_After Competition Groups_Energy Star Dehumidifier
Residential | Res ¦ LED Parking Lot Fixture | 2036 | SC A | MW | After Competition Groups | 0.90691 | 0 | 0 | 581.5832 | 0.0015594 | 33 | Residential_2036_SC A_MW_After Competition Groups_33 | LED Parking Lot Fixture | 0.1559% | 0 | 0.90691 | Residential_2036_SC A_MW_After Competition Groups_LED Parking Lot Fixture
Residential | Res ¦ Demand Control Ventilation | 2036 | SC A | MW | After Competition Groups | 0.89898 | 0 | 0 | 581.5832 | 0.0015457 | 34 | Residential_2036_SC A_MW_After Competition Groups_34 | Demand Control Ventilation | 0.1546% | 0 | 0.89898 | Residential_2036_SC A_MW_After Competition Groups_Demand Control Ventilation
Residential | Res ¦ LED Downlight | 2036 | SC A | MW | After Competition Groups | 0.88842 | 0 | 0 | 581.5832 | 0.0015276 | 35 | Residential_2036_SC A_MW_After Competition Groups_35 | LED Downlight | 0.1528% | 0 | 0.88842 | Residential_2036_SC A_MW_After Competition Groups_LED Downlight
Residential | Res ¦ Water Heater Temperature Setback | 2036 | SC A | MW | After Competition Groups | 0.83101 | 0 | 0 | 581.5832 | 0.0014289 | 36 | Residential_2036_SC A_MW_After Competition Groups_36 | Water Heater Temperature Setback | 0.1429% | 0 | 0.83101 | Residential_2036_SC A_MW_After Competition Groups_Water Heater Temperature Setback
Residential | Res ¦ Tankless Water Heater | 2036 | SC A | MW | After Competition Groups | 0.79208 | 0 | 0 | 581.5832 | 0.0013619 | 37 | Residential_2036_SC A_MW_After Competition Groups_37 | Tankless Water Heater | 0.1362% | 0 | 0.79208 | Residential_2036_SC A_MW_After Competition Groups_Tankless Water Heater
Residential | Res ¦ Clothes Drying Racks | 2036 | SC A | MW | After Competition Groups | 0.60824 | 0 | 0 | 581.5832 | 0.0010458 | 38 | Residential_2036_SC A_MW_After Competition Groups_38 | Clothes Drying Racks | 0.1046% | 0 | 0.60824 | Residential_2036_SC A_MW_After Competition Groups_Clothes Drying Racks
Residential | Res ¦ Floor Insulation | 2036 | SC A | MW | After Competition Groups | 0.60459 | 0 | 0 | 581.5832 | 0.0010396 | 39 | Residential_2036_SC A_MW_After Competition Groups_39 | Floor Insulation | 0.104% | 0 | 0.60459 | Residential_2036_SC A_MW_After Competition Groups_Floor Insulation
Residential | Res ¦ Condensing Make Up Air Unit | 2036 | SC A | MW | After Competition Groups | 0.48845 | 0 | 0 | 581.5832 | 0.00083986 | 40 | Residential_2036_SC A_MW_After Competition Groups_40 | Condensing Make Up Air Unit | 0.08399% | 0 | 0.48845 | Residential_2036_SC A_MW_After Competition Groups_Condensing Make Up Air Unit
Residential | Res ¦ ENERGY STAR LED Lamps (General Service Lamps) | 2036 | SC A | MW | After Competition Groups | 0.45856 | 0 | 0 | 581.5832 | 0.00078847 | 41 | Residential_2036_SC A_MW_After Competition Groups_41 | ENERGY STAR LED Lamps (General Service Lamps) | 0.07885% | 0 | 0.45856 | Residential_2036_SC A_MW_After Competition Groups_ENERGY STAR LED Lamps (General Service Lamps)
Residential | Res ¦ LED Exterior Area Lights - LED Fixture (200W) | 2036 | SC A | MW | After Competition Groups | 0.43627 | 0 | 0 | 581.5832 | 0.00075015 | 42 | Residential_2036_SC A_MW_After Competition Groups_42 | LED Exterior Area Lights - LED Fixture (200W) | 0.07501% | 0 | 0.43627 | Residential_2036_SC A_MW_After Competition Groups_LED Exterior Area Lights - LED Fixture (200W)
Residential | Res ¦ VFD on Pumps | 2036 | SC A | MW | After Competition Groups | 0.38685 | 0 | 0 | 581.5832 | 0.00066517 | 43 | Residential_2036_SC A_MW_After Competition Groups_43 | VFD on Pumps | 0.06652% | 0 | 0.38685 | Residential_2036_SC A_MW_After Competition Groups_VFD on Pumps
Residential | Res ¦ Duct Insulation | 2036 | SC A | MW | After Competition Groups | 0.35805 | 0 | 0 | 581.5832 | 0.00061565 | 44 | Residential_2036_SC A_MW_After Competition Groups_44 | Duct Insulation | 0.06156% | 0 | 0.35805 | Residential_2036_SC A_MW_After Competition Groups_Duct Insulation
Residential | Res ¦ Heat Recovery Ventilator | 2036 | SC A | MW | After Competition Groups | 0.28331 | 0 | 0 | 581.5832 | 0.00048714 | 45 | Residential_2036_SC A_MW_After Competition Groups_45 | Heat Recovery Ventilator | 0.04871% | 0 | 0.28331 | Residential_2036_SC A_MW_After Competition Groups_Heat Recovery Ventilator
Residential | Res ¦ ECM MOTORS FOR HVAC APPLICATION (FAN-POWERED VAV BOX) | 2036 | SC A | MW | After Competition Groups | 0.24128 | 0 | 0 | 581.5832 | 0.00041486 | 46 | Residential_2036_SC A_MW_After Competition Groups_46 | ECM MOTORS FOR HVAC APPLICATION (FAN-POWERED VAV BOX) | 0.04149% | 0 | 0.24128 | Residential_2036_SC A_MW_After Competition Groups_ECM MOTORS FOR HVAC APPLICATION (FAN-POWERED VAV BOX)
Residential | Res ¦ Duct Insulation MF | 2036 | SC A | MW | After Competition Groups | 0.22011 | 0 | 0 | 581.5832 | 0.00037847 | 47 | Residential_2036_SC A_MW_After Competition Groups_47 | Duct Insulation MF | 0.03785% | 0 | 0.22011 | Residential_2036_SC A_MW_After Competition Groups_Duct Insulation MF
Residential | Res ¦ Chilled Water Optimization | 2036 | SC A | MW | After Competition Groups | 0.18579 | 0 | 0 | 581.5832 | 0.00031945 | 48 | Residential_2036_SC A_MW_After Competition Groups_48 | Chilled Water Optimization | 0.03195% | 0 | 0.18579 | Residential_2036_SC A_MW_After Competition Groups_Chilled Water Optimization
Residential | Res ¦ Beverage Vending Machine Controls | 2036 | SC A | MW | After Competition Groups | 0.15881 | 0 | 0 | 581.5832 | 0.00027307 | 49 | Residential_2036_SC A_MW_After Competition Groups_49 | Beverage Vending Machine Controls | 0.02731% | 0 | 0.15881 | Residential_2036_SC A_MW_After Competition Groups_Beverage Vending Machine Controls
Residential | Res ¦ LED High Bay Fixture | 2036 | SC A | MW | After Competition Groups | 0.016378 | 0 | 0 | 581.5832 | 2.8161e-05 | 50 | Residential_2036_SC A_MW_After Competition Groups_50 | LED High Bay Fixture | 0.002816% | 0 | 0.016378 | Residential_2036_SC A_MW_After Competition Groups_LED High Bay Fixture
Residential | Res ¦ Wall Insulation | 2036 | SC A | MW | After Competition Groups | 0.014163 | 0 | 0 | 581.5832 | 2.4352e-05 | 51 | Residential_2036_SC A_MW_After Competition Groups_51 | Wall Insulation | 0.002435% | 0 | 0.014163 | Residential_2036_SC A_MW_After Competition Groups_Wall Insulation
Residential | Res ¦ Wall Insulation MF | 2036 | SC A | MW | After Competition Groups | 0.0046199 | 0 | 0 | 581.5832 | 7.9437e-06 | 52 | Residential_2036_SC A_MW_After Competition Groups_52 | Wall Insulation MF | 0.0007944% | 0 | 0.0046199 | Residential_2036_SC A_MW_After Competition Groups_Wall Insulation MF
Residential | Res ¦ Freezer Recycling | 2036 | SC A | MW | After Competition Groups | 0.00051001 | 0 | 0 | 581.5832 | 8.7694e-07 | 53 | Residential_2036_SC A_MW_After Competition Groups_53 | Freezer Recycling | 8.769e-05% | 0 | 0.00051001 | Residential_2036_SC A_MW_After Competition Groups_Freezer Recycling
Residential | Res ¦ Smart Power Bar | 2036 | SC A | MW | After Competition Groups | 0 | 0 | 0 | 581.5832 | 0 | 54 | Residential_2036_SC A_MW_After Competition Groups_54 | Smart Power Bar | 0% | 0 | 0 | Residential_2036_SC A_MW_After Competition Groups_Smart Power Bar
Residential | Res ¦ Ductless Mini-Split Heat Pump | 2036 | SC B | MW | After Competition Groups | 147.4418 | 0 | 0 | 898.1694 | 0.16416 | 1 | Residential_2036_SC B_MW_After Competition Groups_1 | Ductless Mini-Split Heat Pump | 16.42% | 0 | 147.4418 | Residential_2036_SC B_MW_After Competition Groups_Ductless Mini-Split Heat Pump
Residential | Res ¦ Adaptive Thermostat | 2036 | SC B | MW | After Competition Groups | 104.3859 | 0 | 0 | 898.1694 | 0.11622 | 2 | Residential_2036_SC B_MW_After Competition Groups_2 | Adaptive Thermostat | 11.62% | 0 | 104.3859 | Residential_2036_SC B_MW_After Competition Groups_Adaptive Thermostat
Residential | Res ¦ Building Recommissioning, Operations and Maintenance (O&M) Improvements | 2036 | SC B | MW | After Competition Groups | 85.6558 | 0 | 0 | 898.1694 | 0.095367 | 3 | Residential_2036_SC B_MW_After Competition Groups_3 | Building Recommissioning, Operations and Maintenance (O&M) Improvements | 9.537% | 0 | 85.6558 | Residential_2036_SC B_MW_After Competition Groups_Building Recommissioning, Operations and Maintenance (O&M) Improvements
Residential | Res ¦ Energy Star Clothes Washer | 2036 | SC B | MW | After Competition Groups | 83.773 | 0 | 0 | 898.1694 | 0.093271 | 4 | Residential_2036_SC B_MW_After Competition Groups_4 | Energy Star Clothes Washer | 9.327% | 0 | 83.773 | Residential_2036_SC B_MW_After Competition Groups_Energy Star Clothes Washer
Residential | Res ¦ Variable Speed Pool Pump Motor | 2036 | SC B | MW | After Competition Groups | 61.1823 | 0 | 0 | 898.1694 | 0.068119 | 5 | Residential_2036_SC B_MW_After Competition Groups_5 | Variable Speed Pool Pump Motor | 6.812% | 0 | 61.1823 | Residential_2036_SC B_MW_After Competition Groups_Variable Speed Pool Pump Motor
Residential | Res ¦ Energy Star Air Source Heat Pump | 2036 | SC B | MW | After Competition Groups | 49.0892 | 0 | 0 | 898.1694 | 0.054655 | 6 | Residential_2036_SC B_MW_After Competition Groups_6 | Energy Star Air Source Heat Pump | 5.465% | 0 | 49.0892 | Residential_2036_SC B_MW_After Competition Groups_Energy Star Air Source Heat Pump
Residential | Res ¦ Energy Star Room Air Conditioner | 2036 | SC B | MW | After Competition Groups | 37.7711 | 0 | 0 | 898.1694 | 0.042053 | 7 | Residential_2036_SC B_MW_After Competition Groups_7 | Energy Star Room Air Conditioner | 4.205% | 0 | 37.7711 | Residential_2036_SC B_MW_After Competition Groups_Energy Star Room Air Conditioner
Residential | Res ¦ Basement Wall Insulation | 2036 | SC B | MW | After Competition Groups | 31.1519 | 0 | 0 | 898.1694 | 0.034684 | 8 | Residential_2036_SC B_MW_After Competition Groups_8 | Basement Wall Insulation | 3.468% | 0 | 31.1519 | Residential_2036_SC B_MW_After Competition Groups_Basement Wall Insulation
Residential | Res ¦ Smart Burners | 2036 | SC B | MW | After Competition Groups | 25.2393 | 0 | 0 | 898.1694 | 0.028101 | 9 | Residential_2036_SC B_MW_After Competition Groups_9 | Smart Burners | 2.81% | 0 | 25.2393 | Residential_2036_SC B_MW_After Competition Groups_Smart Burners
Residential | Res ¦ Attic Insulation | 2036 | SC B | MW | After Competition Groups | 24.0272 | 0 | 0 | 898.1694 | 0.026751 | 10 | Residential_2036_SC B_MW_After Competition Groups_10 | Attic Insulation | 2.675% | 0 | 24.0272 | Residential_2036_SC B_MW_After Competition Groups_Attic Insulation
Residential | Res ¦ Energy Star LED Bulbs General Purpose LEDs | 2036 | SC B | MW | After Competition Groups | 21.9615 | 0 | 0 | 898.1694 | 0.024451 | 11 | Residential_2036_SC B_MW_After Competition Groups_11 | Energy Star LED Bulbs General Purpose LEDs | 2.445% | 0 | 21.9615 | Residential_2036_SC B_MW_After Competition Groups_Energy Star LED Bulbs General Purpose LEDs
Residential | Res ¦ Energy Star A Line, PAR, MR Lamps | 2036 | SC B | MW | After Competition Groups | 21.2929 | 0 | 0 | 898.1694 | 0.023707 | 12 | Residential_2036_SC B_MW_After Competition Groups_12 | Energy Star A Line, PAR, MR Lamps | 2.371% | 0 | 21.2929 | Residential_2036_SC B_MW_After Competition Groups_Energy Star A Line, PAR, MR Lamps
Residential | Res ¦ Energy Star Clothes Dryer | 2036 | SC B | MW | After Competition Groups | 20.0876 | 0 | 0 | 898.1694 | 0.022365 | 13 | Residential_2036_SC B_MW_After Competition Groups_13 | Energy Star Clothes Dryer | 2.237% | 0 | 20.0876 | Residential_2036_SC B_MW_After Competition Groups_Energy Star Clothes Dryer
Residential | Res ¦ Energy Star LED Specialty Bulbs | 2036 | SC B | MW | After Competition Groups | 19.9096 | 0 | 0 | 898.1694 | 0.022167 | 14 | Residential_2036_SC B_MW_After Competition Groups_14 | Energy Star LED Specialty Bulbs | 2.217% | 0 | 19.9096 | Residential_2036_SC B_MW_After Competition Groups_Energy Star LED Specialty Bulbs
Residential | Res ¦ Advanced BAS/Controllers | 2036 | SC B | MW | After Competition Groups | 12.5365 | 0 | 0 | 898.1694 | 0.013958 | 15 | Residential_2036_SC B_MW_After Competition Groups_15 | Advanced BAS/Controllers | 1.396% | 0 | 12.5365 | Residential_2036_SC B_MW_After Competition Groups_Advanced BAS/Controllers
Residential | Res ¦ Energy Star Torchiere | 2036 | SC B | MW | After Competition Groups | 11.8463 | 0 | 0 | 898.1694 | 0.013189 | 16 | Residential_2036_SC B_MW_After Competition Groups_16 | Energy Star Torchiere | 1.319% | 0 | 11.8463 | Residential_2036_SC B_MW_After Competition Groups_Energy Star Torchiere
Residential | Res ¦ Clothes Drying Racks | 2036 | SC B | MW | After Competition Groups | 11.6005 | 0 | 0 | 898.1694 | 0.012916 | 17 | Residential_2036_SC B_MW_After Competition Groups_17 | Clothes Drying Racks | 1.292% | 0 | 11.6005 | Residential_2036_SC B_MW_After Competition Groups_Clothes Drying Racks
Residential | Res ¦ Home Energy Reports | 2036 | SC B | MW | After Competition Groups | 11.4538 | 0 | 0 | 898.1694 | 0.012752 | 18 | Residential_2036_SC B_MW_After Competition Groups_18 | Home Energy Reports | 1.275% | 0 | 11.4538 | Residential_2036_SC B_MW_After Competition Groups_Home Energy Reports
Residential | Res ¦ High Efficiency Chiller (avg of water and air cooled) | 2036 | SC B | MW | After Competition Groups | 11.25 | 0 | 0 | 898.1694 | 0.012525 | 19 | Residential_2036_SC B_MW_After Competition Groups_19 | High Efficiency Chiller (avg of water and air cooled) | 1.253% | 0 | 11.25 | Residential_2036_SC B_MW_After Competition Groups_High Efficiency Chiller (avg of water and air cooled)
Residential | Res ¦ Occupancy Sensors MF | 2036 | SC B | MW | After Competition Groups | 10.9425 | 0 | 0 | 898.1694 | 0.012183 | 20 | Residential_2036_SC B_MW_After Competition Groups_20 | Occupancy Sensors MF | 1.218% | 0 | 10.9425 | Residential_2036_SC B_MW_After Competition Groups_Occupancy Sensors MF
Residential | Res ¦ Refrigerator Recycling | 2036 | SC B | MW | After Competition Groups | 9.8313 | 0 | 0 | 898.1694 | 0.010946 | 21 | Residential_2036_SC B_MW_After Competition Groups_21 | Refrigerator Recycling | 1.095% | 0 | 9.8313 | Residential_2036_SC B_MW_After Competition Groups_Refrigerator Recycling
Residential | Res ¦ Freezer Recycling | 2036 | SC B | MW | After Competition Groups | 9.1548 | 0 | 0 | 898.1694 | 0.010193 | 22 | Residential_2036_SC B_MW_After Competition Groups_22 | Freezer Recycling | 1.019% | 0 | 9.1548 | Residential_2036_SC B_MW_After Competition Groups_Freezer Recycling
Residential | Res ¦ Energy Star Freezer | 2036 | SC B | MW | After Competition Groups | 8.4483 | 0 | 0 | 898.1694 | 0.0094062 | 23 | Residential_2036_SC B_MW_After Competition Groups_23 | Energy Star Freezer | 0.9406% | 0 | 8.4483 | Residential_2036_SC B_MW_After Competition Groups_Energy Star Freezer
Residential | Res ¦ Energy Star Dehumidifier | 2036 | SC B | MW | After Competition Groups | 7.9285 | 0 | 0 | 898.1694 | 0.0088274 | 24 | Residential_2036_SC B_MW_After Competition Groups_24 | Energy Star Dehumidifier | 0.8827% | 0 | 7.9285 | Residential_2036_SC B_MW_After Competition Groups_Energy Star Dehumidifier
Residential | Res ¦ Air Sealing | 2036 | SC B | MW | After Competition Groups | 6.6259 | 0 | 0 | 898.1694 | 0.0073771 | 25 | Residential_2036_SC B_MW_After Competition Groups_25 | Air Sealing | 0.7377% | 0 | 6.6259 | Residential_2036_SC B_MW_After Competition Groups_Air Sealing
Residential | Res ¦ Floor Insulation | 2036 | SC B | MW | After Competition Groups | 6.2945 | 0 | 0 | 898.1694 | 0.0070082 | 26 | Residential_2036_SC B_MW_After Competition Groups_26 | Floor Insulation | 0.7008% | 0 | 6.2945 | Residential_2036_SC B_MW_After Competition Groups_Floor Insulation
Residential | Res ¦ Duct Insulation | 2036 | SC B | MW | After Competition Groups | 6.0082 | 0 | 0 | 898.1694 | 0.0066894 | 27 | Residential_2036_SC B_MW_After Competition Groups_27 | Duct Insulation | 0.6689% | 0 | 6.0082 | Residential_2036_SC B_MW_After Competition Groups_Duct Insulation
Residential | Res ¦ Energy Star Light Fixture | 2036 | SC B | MW | After Competition Groups | 4.4179 | 0 | 0 | 898.1694 | 0.0049188 | 28 | Residential_2036_SC B_MW_After Competition Groups_28 | Energy Star Light Fixture | 0.4919% | 0 | 4.4179 | Residential_2036_SC B_MW_After Competition Groups_Energy Star Light Fixture
Residential | Res ¦ Outside Air Economizer | 2036 | SC B | MW | After Competition Groups | 3.7204 | 0 | 0 | 898.1694 | 0.0041423 | 29 | Residential_2036_SC B_MW_After Competition Groups_29 | Outside Air Economizer | 0.4142% | 0 | 3.7204 | Residential_2036_SC B_MW_After Competition Groups_Outside Air Economizer
Residential | Res ¦ LED Tube Re-Lamp | 2036 | SC B | MW | After Competition Groups | 3.6235 | 0 | 0 | 898.1694 | 0.0040343 | 30 | Residential_2036_SC B_MW_After Competition Groups_30 | LED Tube Re-Lamp | 0.4034% | 0 | 3.6235 | Residential_2036_SC B_MW_After Competition Groups_LED Tube Re-Lamp
Residential | Res ¦ Heat Recovery Ventilator | 2036 | SC B | MW | After Competition Groups | 3.075 | 0 | 0 | 898.1694 | 0.0034236 | 31 | Residential_2036_SC B_MW_After Competition Groups_31 | Heat Recovery Ventilator | 0.3424% | 0 | 3.075 | Residential_2036_SC B_MW_After Competition Groups_Heat Recovery Ventilator
Residential | Res ¦ Minimize Hot and Warm Clothes Wash | 2036 | SC B | MW | After Competition Groups | 3.05 | 0 | 0 | 898.1694 | 0.0033958 | 32 | Residential_2036_SC B_MW_After Competition Groups_32 | Minimize Hot and Warm Clothes Wash | 0.3396% | 0 | 3.05 | Residential_2036_SC B_MW_After Competition Groups_Minimize Hot and Warm Clothes Wash
Residential | Res ¦ Duct Insulation MF | 2036 | SC B | MW | After Competition Groups | 2.502 | 0 | 0 | 898.1694 | 0.0027857 | 33 | Residential_2036_SC B_MW_After Competition Groups_33 | Duct Insulation MF | 0.2786% | 0 | 2.502 | Residential_2036_SC B_MW_After Competition Groups_Duct Insulation MF
Residential | Res ¦ Demand Control Ventilation | 2036 | SC B | MW | After Competition Groups | 2.2032 | 0 | 0 | 898.1694 | 0.002453 | 34 | Residential_2036_SC B_MW_After Competition Groups_34 | Demand Control Ventilation | 0.2453% | 0 | 2.2032 | Residential_2036_SC B_MW_After Competition Groups_Demand Control Ventilation
Residential | Res ¦ Furnace Whistle | 2036 | SC B | MW | After Competition Groups | 2.1173 | 0 | 0 | 898.1694 | 0.0023573 | 35 | Residential_2036_SC B_MW_After Competition Groups_35 | Furnace Whistle | 0.2357% | 0 | 2.1173 | Residential_2036_SC B_MW_After Competition Groups_Furnace Whistle
Residential | Res ¦ ENERGY STAR LED LAMPS (REFLECTOR LAMPs/MR16/PAR 16) | 2036 | SC B | MW | After Competition Groups | 2.0805 | 0 | 0 | 898.1694 | 0.0023164 | 36 | Residential_2036_SC B_MW_After Competition Groups_36 | ENERGY STAR LED LAMPS (REFLECTOR LAMPs/MR16/PAR 16) | 0.2316% | 0 | 2.0805 | Residential_2036_SC B_MW_After Competition Groups_ENERGY STAR LED LAMPS (REFLECTOR LAMPs/MR16/PAR 16)
Residential | Res ¦ CO Sensors for parking garage exhaust fans | 2036 | SC B | MW | After Competition Groups | 2.0277 | 0 | 0 | 898.1694 | 0.0022576 | 37 | Residential_2036_SC B_MW_After Competition Groups_37 | CO Sensors for parking garage exhaust fans | 0.2258% | 0 | 2.0277 | Residential_2036_SC B_MW_After Competition Groups_CO Sensors for parking garage exhaust fans
Residential | Res ¦ Tankless Water Heater | 2036 | SC B | MW | After Competition Groups | 1.9012 | 0 | 0 | 898.1694 | 0.0021167 | 38 | Residential_2036_SC B_MW_After Competition Groups_38 | Tankless Water Heater | 0.2117% | 0 | 1.9012 | Residential_2036_SC B_MW_After Competition Groups_Tankless Water Heater
Residential | Res ¦ Comprehensive Draft Proofing | 2036 | SC B | MW | After Competition Groups | 1.7991 | 0 | 0 | 898.1694 | 0.0020031 | 39 | Residential_2036_SC B_MW_After Competition Groups_39 | Comprehensive Draft Proofing | 0.2003% | 0 | 1.7991 | Residential_2036_SC B_MW_After Competition Groups_Comprehensive Draft Proofing
Residential | Res ¦ Variable Frequency Drive (VFD) | 2036 | SC B | MW | After Competition Groups | 1.745 | 0 | 0 | 898.1694 | 0.0019429 | 40 | Residential_2036_SC B_MW_After Competition Groups_40 | Variable Frequency Drive (VFD) | 0.1943% | 0 | 1.745 | Residential_2036_SC B_MW_After Competition Groups_Variable Frequency Drive (VFD)
Residential | Res ¦ Condensing Make Up Air Unit | 2036 | SC B | MW | After Competition Groups | 1.6063 | 0 | 0 | 898.1694 | 0.0017884 | 41 | Residential_2036_SC B_MW_After Competition Groups_41 | Condensing Make Up Air Unit | 0.1788% | 0 | 1.6063 | Residential_2036_SC B_MW_After Competition Groups_Condensing Make Up Air Unit
Residential | Res ¦ Water Heater Temperature Setback | 2036 | SC B | MW | After Competition Groups | 1.1036 | 0 | 0 | 898.1694 | 0.0012288 | 42 | Residential_2036_SC B_MW_After Competition Groups_42 | Water Heater Temperature Setback | 0.1229% | 0 | 1.1036 | Residential_2036_SC B_MW_After Competition Groups_Water Heater Temperature Setback
Residential | Res ¦ LED Parking Lot Fixture | 2036 | SC B | MW | After Competition Groups | 0.95171 | 0 | 0 | 898.1694 | 0.0010596 | 43 | Residential_2036_SC B_MW_After Competition Groups_43 | LED Parking Lot Fixture | 0.106% | 0 | 0.95171 | Residential_2036_SC B_MW_After Competition Groups_LED Parking Lot Fixture
Residential | Res ¦ LED Downlight | 2036 | SC B | MW | After Competition Groups | 0.8947 | 0 | 0 | 898.1694 | 0.00099613 | 44 | Residential_2036_SC B_MW_After Competition Groups_44 | LED Downlight | 0.09961% | 0 | 0.8947 | Residential_2036_SC B_MW_After Competition Groups_LED Downlight
Residential | Res ¦ VFD on Pumps | 2036 | SC B | MW | After Competition Groups | 0.53661 | 0 | 0 | 898.1694 | 0.00059745 | 45 | Residential_2036_SC B_MW_After Competition Groups_45 | VFD on Pumps | 0.05975% | 0 | 0.53661 | Residential_2036_SC B_MW_After Competition Groups_VFD on Pumps
Residential | Res ¦ ENERGY STAR LED Lamps (General Service Lamps) | 2036 | SC B | MW | After Competition Groups | 0.45856 | 0 | 0 | 898.1694 | 0.00051055 | 46 | Residential_2036_SC B_MW_After Competition Groups_46 | ENERGY STAR LED Lamps (General Service Lamps) | 0.05105% | 0 | 0.45856 | Residential_2036_SC B_MW_After Competition Groups_ENERGY STAR LED Lamps (General Service Lamps)
Residential | Res ¦ LED Exterior Area Lights - LED Fixture (200W) | 2036 | SC B | MW | After Competition Groups | 0.43627 | 0 | 0 | 898.1694 | 0.00048573 | 47 | Residential_2036_SC B_MW_After Competition Groups_47 | LED Exterior Area Lights - LED Fixture (200W) | 0.04857% | 0 | 0.43627 | Residential_2036_SC B_MW_After Competition Groups_LED Exterior Area Lights - LED Fixture (200W)
Residential | Res ¦ ECM MOTORS FOR HVAC APPLICATION (FAN-POWERED VAV BOX) | 2036 | SC B | MW | After Competition Groups | 0.33009 | 0 | 0 | 898.1694 | 0.00036752 | 48 | Residential_2036_SC B_MW_After Competition Groups_48 | ECM MOTORS FOR HVAC APPLICATION (FAN-POWERED VAV BOX) | 0.03675% | 0 | 0.33009 | Residential_2036_SC B_MW_After Competition Groups_ECM MOTORS FOR HVAC APPLICATION (FAN-POWERED VAV BOX)
Residential | Res ¦ Beverage Vending Machine Controls | 2036 | SC B | MW | After Competition Groups | 0.23872 | 0 | 0 | 898.1694 | 0.00026578 | 49 | Residential_2036_SC B_MW_After Competition Groups_49 | Beverage Vending Machine Controls | 0.02658% | 0 | 0.23872 | Residential_2036_SC B_MW_After Competition Groups_Beverage Vending Machine Controls
Residential | Res ¦ Chilled Water Optimization | 2036 | SC B | MW | After Competition Groups | 0.22898 | 0 | 0 | 898.1694 | 0.00025494 | 50 | Residential_2036_SC B_MW_After Competition Groups_50 | Chilled Water Optimization | 0.02549% | 0 | 0.22898 | Residential_2036_SC B_MW_After Competition Groups_Chilled Water Optimization
Residential | Res ¦ Wall Insulation | 2036 | SC B | MW | After Competition Groups | 0.19927 | 0 | 0 | 898.1694 | 0.00022187 | 51 | Residential_2036_SC B_MW_After Competition Groups_51 | Wall Insulation | 0.02219% | 0 | 0.19927 | Residential_2036_SC B_MW_After Competition Groups_Wall Insulation
Residential | Res ¦ LED High Bay Fixture | 2036 | SC B | MW | After Competition Groups | 0.026152 | 0 | 0 | 898.1694 | 2.9116e-05 | 52 | Residential_2036_SC B_MW_After Competition Groups_52 | LED High Bay Fixture | 0.002912% | 0 | 0.026152 | Residential_2036_SC B_MW_After Competition Groups_LED High Bay Fixture
Residential | Res ¦ Wall Insulation MF | 2036 | SC B | MW | After Competition Groups | 0.0054874 | 0 | 0 | 898.1694 | 6.1096e-06 | 53 | Residential_2036_SC B_MW_After Competition Groups_53 | Wall Insulation MF | 0.000611% | 0 | 0.0054874 | Residential_2036_SC B_MW_After Competition Groups_Wall Insulation MF
Residential | Res ¦ Smart Power Bar | 2036 | SC B | MW | After Competition Groups | 0 | 0 | 0 | 898.1694 | 0 | 54 | Residential_2036_SC B_MW_After Competition Groups_54 | Smart Power Bar | 0% | 0 | 0 | Residential_2036_SC B_MW_After Competition Groups_Smart Power Bar
Residential | Res ¦ Ductless Mini-Split Heat Pump | 2036 | SC C | MW | After Competition Groups | 122.3696 | 0 | 0 | 718.7837 | 0.17025 | 1 | Residential_2036_SC C_MW_After Competition Groups_1 | Ductless Mini-Split Heat Pump | 17.02% | 0 | 122.3696 | Residential_2036_SC C_MW_After Competition Groups_Ductless Mini-Split Heat Pump
Residential | Res ¦ Energy Star Clothes Washer | 2036 | SC C | MW | After Competition Groups | 77.9648 | 0 | 0 | 718.7837 | 0.10847 | 2 | Residential_2036_SC C_MW_After Competition Groups_2 | Energy Star Clothes Washer | 10.85% | 0 | 77.9648 | Residential_2036_SC C_MW_After Competition Groups_Energy Star Clothes Washer
Residential | Res ¦ Adaptive Thermostat | 2036 | SC C | MW | After Competition Groups | 70.7469 | 0 | 0 | 718.7837 | 0.098426 | 3 | Residential_2036_SC C_MW_After Competition Groups_3 | Adaptive Thermostat | 9.843% | 0 | 70.7469 | Residential_2036_SC C_MW_After Competition Groups_Adaptive Thermostat
Residential | Res ¦ Building Recommissioning, Operations and Maintenance (O&M) Improvements | 2036 | SC C | MW | After Competition Groups | 64.7846 | 0 | 0 | 718.7837 | 0.090131 | 4 | Residential_2036_SC C_MW_After Competition Groups_4 | Building Recommissioning, Operations and Maintenance (O&M) Improvements | 9.013% | 0 | 64.7846 | Residential_2036_SC C_MW_After Competition Groups_Building Recommissioning, Operations and Maintenance (O&M) Improvements
Residential | Res ¦ Variable Speed Pool Pump Motor | 2036 | SC C | MW | After Competition Groups | 46.275 | 0 | 0 | 718.7837 | 0.06438 | 5 | Residential_2036_SC C_MW_After Competition Groups_5 | Variable Speed Pool Pump Motor | 6.438% | 0 | 46.275 | Residential_2036_SC C_MW_After Competition Groups_Variable Speed Pool Pump Motor
Residential | Res ¦ Energy Star Air Source Heat Pump | 2036 | SC C | MW | After Competition Groups | 34.8062 | 0 | 0 | 718.7837 | 0.048424 | 6 | Residential_2036_SC C_MW_After Competition Groups_6 | Energy Star Air Source Heat Pump | 4.842% | 0 | 34.8062 | Residential_2036_SC C_MW_After Competition Groups_Energy Star Air Source Heat Pump
Residential | Res ¦ Energy Star Room Air Conditioner | 2036 | SC C | MW | After Competition Groups | 32.1861 | 0 | 0 | 718.7837 | 0.044779 | 7 | Residential_2036_SC C_MW_After Competition Groups_7 | Energy Star Room Air Conditioner | 4.478% | 0 | 32.1861 | Residential_2036_SC C_MW_After Competition Groups_Energy Star Room Air Conditioner
Residential | Res ¦ Energy Star LED Specialty Bulbs | 2036 | SC C | MW | After Competition Groups | 31.7711 | 0 | 0 | 718.7837 | 0.044201 | 8 | Residential_2036_SC C_MW_After Competition Groups_8 | Energy Star LED Specialty Bulbs | 4.42% | 0 | 31.7711 | Residential_2036_SC C_MW_After Competition Groups_Energy Star LED Specialty Bulbs
Residential | Res ¦ Basement Wall Insulation | 2036 | SC C | MW | After Competition Groups | 31.1564 | 0 | 0 | 718.7837 | 0.043346 | 9 | Residential_2036_SC C_MW_After Competition Groups_9 | Basement Wall Insulation | 4.335% | 0 | 31.1564 | Residential_2036_SC C_MW_After Competition Groups_Basement Wall Insulation
Residential | Res ¦ Attic Insulation | 2036 | SC C | MW | After Competition Groups | 23.4428 | 0 | 0 | 718.7837 | 0.032615 | 10 | Residential_2036_SC C_MW_After Competition Groups_10 | Attic Insulation | 3.261% | 0 | 23.4428 | Residential_2036_SC C_MW_After Competition Groups_Attic Insulation
Residential | Res ¦ Energy Star Clothes Dryer | 2036 | SC C | MW | After Competition Groups | 20.094 | 0 | 0 | 718.7837 | 0.027956 | 11 | Residential_2036_SC C_MW_After Competition Groups_11 | Energy Star Clothes Dryer | 2.796% | 0 | 20.094 | Residential_2036_SC C_MW_After Competition Groups_Energy Star Clothes Dryer
Residential | Res ¦ Smart Burners | 2036 | SC C | MW | After Competition Groups | 18.331 | 0 | 0 | 718.7837 | 0.025503 | 12 | Residential_2036_SC C_MW_After Competition Groups_12 | Smart Burners | 2.55% | 0 | 18.331 | Residential_2036_SC C_MW_After Competition Groups_Smart Burners
Residential | Res ¦ Energy Star A Line, PAR, MR Lamps | 2036 | SC C | MW | After Competition Groups | 15.7471 | 0 | 0 | 718.7837 | 0.021908 | 13 | Residential_2036_SC C_MW_After Competition Groups_13 | Energy Star A Line, PAR, MR Lamps | 2.191% | 0 | 15.7471 | Residential_2036_SC C_MW_After Competition Groups_Energy Star A Line, PAR, MR Lamps
Residential | Res ¦ Energy Star LED Bulbs General Purpose LEDs | 2036 | SC C | MW | After Competition Groups | 12.8319 | 0 | 0 | 718.7837 | 0.017852 | 14 | Residential_2036_SC C_MW_After Competition Groups_14 | Energy Star LED Bulbs General Purpose LEDs | 1.785% | 0 | 12.8319 | Residential_2036_SC C_MW_After Competition Groups_Energy Star LED Bulbs General Purpose LEDs
Residential | Res ¦ Home Energy Reports | 2036 | SC C | MW | After Competition Groups | 11.4538 | 0 | 0 | 718.7837 | 0.015935 | 15 | Residential_2036_SC C_MW_After Competition Groups_15 | Home Energy Reports | 1.593% | 0 | 11.4538 | Residential_2036_SC C_MW_After Competition Groups_Home Energy Reports
Residential | Res ¦ High Efficiency Chiller (avg of water and air cooled) | 2036 | SC C | MW | After Competition Groups | 11.0357 | 0 | 0 | 718.7837 | 0.015353 | 16 | Residential_2036_SC C_MW_After Competition Groups_16 | High Efficiency Chiller (avg of water and air cooled) | 1.535% | 0 | 11.0357 | Residential_2036_SC C_MW_After Competition Groups_High Efficiency Chiller (avg of water and air cooled)
Residential | Res ¦ Advanced BAS/Controllers | 2036 | SC C | MW | After Competition Groups | 9.482 | 0 | 0 | 718.7837 | 0.013192 | 17 | Residential_2036_SC C_MW_After Competition Groups_17 | Advanced BAS/Controllers | 1.319% | 0 | 9.482 | Residential_2036_SC C_MW_After Competition Groups_Advanced BAS/Controllers
Residential | Res ¦ Energy Star Torchiere | 2036 | SC C | MW | After Competition Groups | 9.248 | 0 | 0 | 718.7837 | 0.012866 | 18 | Residential_2036_SC C_MW_After Competition Groups_18 | Energy Star Torchiere | 1.287% | 0 | 9.248 | Residential_2036_SC C_MW_After Competition Groups_Energy Star Torchiere
Residential | Res ¦ Occupancy Sensors MF | 2036 | SC C | MW | After Competition Groups | 7.594 | 0 | 0 | 718.7837 | 0.010565 | 19 | Residential_2036_SC C_MW_After Competition Groups_19 | Occupancy Sensors MF | 1.057% | 0 | 7.594 | Residential_2036_SC C_MW_After Competition Groups_Occupancy Sensors MF
Residential | Res ¦ Refrigerator Recycling | 2036 | SC C | MW | After Competition Groups | 7.4359 | 0 | 0 | 718.7837 | 0.010345 | 20 | Residential_2036_SC C_MW_After Competition Groups_20 | Refrigerator Recycling | 1.035% | 0 | 7.4359 | Residential_2036_SC C_MW_After Competition Groups_Refrigerator Recycling
Residential | Res ¦ Energy Star Freezer | 2036 | SC C | MW | After Competition Groups | 7.4235 | 0 | 0 | 718.7837 | 0.010328 | 21 | Residential_2036_SC C_MW_After Competition Groups_21 | Energy Star Freezer | 1.033% | 0 | 7.4235 | Residential_2036_SC C_MW_After Competition Groups_Energy Star Freezer
Residential | Res ¦ Air Sealing | 2036 | SC C | MW | After Competition Groups | 6.0195 | 0 | 0 | 718.7837 | 0.0083745 | 22 | Residential_2036_SC C_MW_After Competition Groups_22 | Air Sealing | 0.8374% | 0 | 6.0195 | Residential_2036_SC C_MW_After Competition Groups_Air Sealing
Residential | Res ¦ Energy Star Dehumidifier | 2036 | SC C | MW | After Competition Groups | 5.4282 | 0 | 0 | 718.7837 | 0.007552 | 23 | Residential_2036_SC C_MW_After Competition Groups_23 | Energy Star Dehumidifier | 0.7552% | 0 | 5.4282 | Residential_2036_SC C_MW_After Competition Groups_Energy Star Dehumidifier
Residential | Res ¦ Floor Insulation | 2036 | SC C | MW | After Competition Groups | 4.9107 | 0 | 0 | 718.7837 | 0.006832 | 24 | Residential_2036_SC C_MW_After Competition Groups_24 | Floor Insulation | 0.6832% | 0 | 4.9107 | Residential_2036_SC C_MW_After Competition Groups_Floor Insulation
Residential | Res ¦ Energy Star Light Fixture | 2036 | SC C | MW | After Competition Groups | 4.1656 | 0 | 0 | 718.7837 | 0.0057953 | 25 | Residential_2036_SC C_MW_After Competition Groups_25 | Energy Star Light Fixture | 0.5795% | 0 | 4.1656 | Residential_2036_SC C_MW_After Competition Groups_Energy Star Light Fixture
Residential | Res ¦ LED Tube Re-Lamp | 2036 | SC C | MW | After Competition Groups | 3.6235 | 0 | 0 | 718.7837 | 0.0050411 | 26 | Residential_2036_SC C_MW_After Competition Groups_26 | LED Tube Re-Lamp | 0.5041% | 0 | 3.6235 | Residential_2036_SC C_MW_After Competition Groups_LED Tube Re-Lamp
Residential | Res ¦ Outside Air Economizer | 2036 | SC C | MW | After Competition Groups | 3.1403 | 0 | 0 | 718.7837 | 0.0043689 | 27 | Residential_2036_SC C_MW_After Competition Groups_27 | Outside Air Economizer | 0.4369% | 0 | 3.1403 | Residential_2036_SC C_MW_After Competition Groups_Outside Air Economizer
Residential | Res ¦ Minimize Hot and Warm Clothes Wash | 2036 | SC C | MW | After Competition Groups | 3.05 | 0 | 0 | 718.7837 | 0.0042432 | 28 | Residential_2036_SC C_MW_After Competition Groups_28 | Minimize Hot and Warm Clothes Wash | 0.4243% | 0 | 3.05 | Residential_2036_SC C_MW_After Competition Groups_Minimize Hot and Warm Clothes Wash
Residential | Res ¦ Duct Insulation MF | 2036 | SC C | MW | After Competition Groups | 2.2827 | 0 | 0 | 718.7837 | 0.0031758 | 29 | Residential_2036_SC C_MW_After Competition Groups_29 | Duct Insulation MF | 0.3176% | 0 | 2.2827 | Residential_2036_SC C_MW_After Competition Groups_Duct Insulation MF
Residential | Res ¦ ENERGY STAR LED LAMPS (REFLECTOR LAMPs/MR16/PAR 16) | 2036 | SC C | MW | After Competition Groups | 2.0805 | 0 | 0 | 718.7837 | 0.0028944 | 30 | Residential_2036_SC C_MW_After Competition Groups_30 | ENERGY STAR LED LAMPS (REFLECTOR LAMPs/MR16/PAR 16) | 0.2894% | 0 | 2.0805 | Residential_2036_SC C_MW_After Competition Groups_ENERGY STAR LED LAMPS (REFLECTOR LAMPs/MR16/PAR 16)
Residential | Res ¦ Duct Insulation | 2036 | SC C | MW | After Competition Groups | 1.7148 | 0 | 0 | 718.7837 | 0.0023856 | 31 | Residential_2036_SC C_MW_After Competition Groups_31 | Duct Insulation | 0.2386% | 0 | 1.7148 | Residential_2036_SC C_MW_After Competition Groups_Duct Insulation
Residential | Res ¦ Demand Control Ventilation | 2036 | SC C | MW | After Competition Groups | 1.6664 | 0 | 0 | 718.7837 | 0.0023184 | 32 | Residential_2036_SC C_MW_After Competition Groups_32 | Demand Control Ventilation | 0.2318% | 0 | 1.6664 | Residential_2036_SC C_MW_After Competition Groups_Demand Control Ventilation
Residential | Res ¦ Furnace Whistle | 2036 | SC C | MW | After Competition Groups | 1.6014 | 0 | 0 | 718.7837 | 0.0022279 | 33 | Residential_2036_SC C_MW_After Competition Groups_33 | Furnace Whistle | 0.2228% | 0 | 1.6014 | Residential_2036_SC C_MW_After Competition Groups_Furnace Whistle
Residential | Res ¦ CO Sensors for parking garage exhaust fans | 2036 | SC C | MW | After Competition Groups | 1.5228 | 0 | 0 | 718.7837 | 0.0021186 | 34 | Residential_2036_SC C_MW_After Competition Groups_34 | CO Sensors for parking garage exhaust fans | 0.2119% | 0 | 1.5228 | Residential_2036_SC C_MW_After Competition Groups_CO Sensors for parking garage exhaust fans
Residential | Res ¦ Tankless Water Heater | 2036 | SC C | MW | After Competition Groups | 1.3609 | 0 | 0 | 718.7837 | 0.0018934 | 35 | Residential_2036_SC C_MW_After Competition Groups_35 | Tankless Water Heater | 0.1893% | 0 | 1.3609 | Residential_2036_SC C_MW_After Competition Groups_Tankless Water Heater
Residential | Res ¦ Comprehensive Draft Proofing | 2036 | SC C | MW | After Competition Groups | 1.3608 | 0 | 0 | 718.7837 | 0.0018931 | 36 | Residential_2036_SC C_MW_After Competition Groups_36 | Comprehensive Draft Proofing | 0.1893% | 0 | 1.3608 | Residential_2036_SC C_MW_After Competition Groups_Comprehensive Draft Proofing
Residential | Res ¦ Variable Frequency Drive (VFD) | 2036 | SC C | MW | After Competition Groups | 1.3198 | 0 | 0 | 718.7837 | 0.0018362 | 37 | Residential_2036_SC C_MW_After Competition Groups_37 | Variable Frequency Drive (VFD) | 0.1836% | 0 | 1.3198 | Residential_2036_SC C_MW_After Competition Groups_Variable Frequency Drive (VFD)
Residential | Res ¦ Condensing Make Up Air Unit | 2036 | SC C | MW | After Competition Groups | 1.2844 | 0 | 0 | 718.7837 | 0.0017869 | 38 | Residential_2036_SC C_MW_After Competition Groups_38 | Condensing Make Up Air Unit | 0.1787% | 0 | 1.2844 | Residential_2036_SC C_MW_After Competition Groups_Condensing Make Up Air Unit
Residential | Res ¦ LED Parking Lot Fixture | 2036 | SC C | MW | After Competition Groups | 0.90691 | 0 | 0 | 718.7837 | 0.0012617 | 39 | Residential_2036_SC C_MW_After Competition Groups_39 | LED Parking Lot Fixture | 0.1262% | 0 | 0.90691 | Residential_2036_SC C_MW_After Competition Groups_LED Parking Lot Fixture
Residential | Res ¦ LED Downlight | 2036 | SC C | MW | After Competition Groups | 0.8947 | 0 | 0 | 718.7837 | 0.0012447 | 40 | Residential_2036_SC C_MW_After Competition Groups_40 | LED Downlight | 0.1245% | 0 | 0.8947 | Residential_2036_SC C_MW_After Competition Groups_LED Downlight
Residential | Res ¦ Water Heater Temperature Setback | 2036 | SC C | MW | After Competition Groups | 0.83472 | 0 | 0 | 718.7837 | 0.0011613 | 41 | Residential_2036_SC C_MW_After Competition Groups_41 | Water Heater Temperature Setback | 0.1161% | 0 | 0.83472 | Residential_2036_SC C_MW_After Competition Groups_Water Heater Temperature Setback
Residential | Res ¦ Heat Recovery Ventilator | 2036 | SC C | MW | After Competition Groups | 0.78236 | 0 | 0 | 718.7837 | 0.0010884 | 42 | Residential_2036_SC C_MW_After Competition Groups_42 | Heat Recovery Ventilator | 0.1088% | 0 | 0.78236 | Residential_2036_SC C_MW_After Competition Groups_Heat Recovery Ventilator
Residential | Res ¦ Clothes Drying Racks | 2036 | SC C | MW | After Competition Groups | 0.60824 | 0 | 0 | 718.7837 | 0.0008462 | 43 | Residential_2036_SC C_MW_After Competition Groups_43 | Clothes Drying Racks | 0.08462% | 0 | 0.60824 | Residential_2036_SC C_MW_After Competition Groups_Clothes Drying Racks
Residential | Res ¦ ENERGY STAR LED Lamps (General Service Lamps) | 2036 | SC C | MW | After Competition Groups | 0.45856 | 0 | 0 | 718.7837 | 0.00063797 | 44 | Residential_2036_SC C_MW_After Competition Groups_44 | ENERGY STAR LED Lamps (General Service Lamps) | 0.0638% | 0 | 0.45856 | Residential_2036_SC C_MW_After Competition Groups_ENERGY STAR LED Lamps (General Service Lamps)
Residential | Res ¦ LED Exterior Area Lights - LED Fixture (200W) | 2036 | SC C | MW | After Competition Groups | 0.43627 | 0 | 0 | 718.7837 | 0.00060696 | 45 | Residential_2036_SC C_MW_After Competition Groups_45 | LED Exterior Area Lights - LED Fixture (200W) | 0.0607% | 0 | 0.43627 | Residential_2036_SC C_MW_After Competition Groups_LED Exterior Area Lights - LED Fixture (200W)
Residential | Res ¦ VFD on Pumps | 2036 | SC C | MW | After Competition Groups | 0.40586 | 0 | 0 | 718.7837 | 0.00056465 | 46 | Residential_2036_SC C_MW_After Competition Groups_46 | VFD on Pumps | 0.05647% | 0 | 0.40586 | Residential_2036_SC C_MW_After Competition Groups_VFD on Pumps
Residential | Res ¦ ECM MOTORS FOR HVAC APPLICATION (FAN-POWERED VAV BOX) | 2036 | SC C | MW | After Competition Groups | 0.2417 | 0 | 0 | 718.7837 | 0.00033627 | 47 | Residential_2036_SC C_MW_After Competition Groups_47 | ECM MOTORS FOR HVAC APPLICATION (FAN-POWERED VAV BOX) | 0.03363% | 0 | 0.2417 | Residential_2036_SC C_MW_After Competition Groups_ECM MOTORS FOR HVAC APPLICATION (FAN-POWERED VAV BOX)
Residential | Res ¦ Chilled Water Optimization | 2036 | SC C | MW | After Competition Groups | 0.18579 | 0 | 0 | 718.7837 | 0.00025847 | 48 | Residential_2036_SC C_MW_After Competition Groups_48 | Chilled Water Optimization | 0.02585% | 0 | 0.18579 | Residential_2036_SC C_MW_After Competition Groups_Chilled Water Optimization
Residential | Res ¦ Beverage Vending Machine Controls | 2036 | SC C | MW | After Competition Groups | 0.1703 | 0 | 0 | 718.7837 | 0.00023693 | 49 | Residential_2036_SC C_MW_After Competition Groups_49 | Beverage Vending Machine Controls | 0.02369% | 0 | 0.1703 | Residential_2036_SC C_MW_After Competition Groups_Beverage Vending Machine Controls
Residential | Res ¦ Wall Insulation | 2036 | SC C | MW | After Competition Groups | 0.11354 | 0 | 0 | 718.7837 | 0.00015797 | 50 | Residential_2036_SC C_MW_After Competition Groups_50 | Wall Insulation | 0.0158% | 0 | 0.11354 | Residential_2036_SC C_MW_After Competition Groups_Wall Insulation
Residential | Res ¦ LED High Bay Fixture | 2036 | SC C | MW | After Competition Groups | 0.026152 | 0 | 0 | 718.7837 | 3.6383e-05 | 51 | Residential_2036_SC C_MW_After Competition Groups_51 | LED High Bay Fixture | 0.003638% | 0 | 0.026152 | Residential_2036_SC C_MW_After Competition Groups_LED High Bay Fixture
Residential | Res ¦ Wall Insulation MF | 2036 | SC C | MW | After Competition Groups | 0.0054878 | 0 | 0 | 718.7837 | 7.6348e-06 | 52 | Residential_2036_SC C_MW_After Competition Groups_52 | Wall Insulation MF | 0.0007635% | 0 | 0.0054878 | Residential_2036_SC C_MW_After Competition Groups_Wall Insulation MF
Residential | Res ¦ Freezer Recycling | 2036 | SC C | MW | After Competition Groups | 0.00051001 | 0 | 0 | 718.7837 | 7.0955e-07 | 53 | Residential_2036_SC C_MW_After Competition Groups_53 | Freezer Recycling | 7.095e-05% | 0 | 0.00051001 | Residential_2036_SC C_MW_After Competition Groups_Freezer Recycling
Residential | Res ¦ Smart Power Bar | 2036 | SC C | MW | After Competition Groups | 0 | 0 | 0 | 718.7837 | 0 | 54 | Residential_2036_SC C_MW_After Competition Groups_54 | Smart Power Bar | 0% | 0 | 0 | Residential_2036_SC C_MW_After Competition Groups_Smart Power Bar
Residential | Res ¦ Ductless Mini-Split Heat Pump | 2036 | SC D | MW | After Competition Groups | 122.3764 | 5432623.1429 | 5.4326 | 587.0192 | 0.20847 | 1 | Residential_2036_SC D_MW_After Competition Groups_1 | Ductless Mini-Split Heat Pump | 20.85% | 5.4326 | 122.3764 | Residential_2036_SC D_MW_After Competition Groups_Ductless Mini-Split Heat Pump
Residential | Res ¦ Building Recommissioning, Operations and Maintenance (O&M) Improvements | 2036 | SC D | MW | After Competition Groups | 64.7846 | 650545.0691 | 0.65055 | 587.0192 | 0.11036 | 2 | Residential_2036_SC D_MW_After Competition Groups_2 | Building Recommissioning, Operations and Maintenance (O&M) Improvements | 11.04% | 0.65055 | 64.7846 | Residential_2036_SC D_MW_After Competition Groups_Building Recommissioning, Operations and Maintenance (O&M) Improvements
Residential | Res ¦ Energy Star Clothes Washer | 2036 | SC D | MW | After Competition Groups | 52.0216 | 3353767.59 | 3.3538 | 587.0192 | 0.08862 | 3 | Residential_2036_SC D_MW_After Competition Groups_3 | Energy Star Clothes Washer | 8.862% | 3.3538 | 52.0216 | Residential_2036_SC D_MW_After Competition Groups_Energy Star Clothes Washer
Residential | Res ¦ Adaptive Thermostat | 2036 | SC D | MW | After Competition Groups | 41.1319 | 4488055.0722 | 4.4881 | 587.0192 | 0.070069 | 4 | Residential_2036_SC D_MW_After Competition Groups_4 | Adaptive Thermostat | 7.007% | 4.4881 | 41.1319 | Residential_2036_SC D_MW_After Competition Groups_Adaptive Thermostat
Residential | Res ¦ Energy Star Air Source Heat Pump | 2036 | SC D | MW | After Competition Groups | 34.8062 | 3454369.3486 | 3.4544 | 587.0192 | 0.059293 | 5 | Residential_2036_SC D_MW_After Competition Groups_5 | Energy Star Air Source Heat Pump | 5.929% | 3.4544 | 34.8062 | Residential_2036_SC D_MW_After Competition Groups_Energy Star Air Source Heat Pump
Residential | Res ¦ Variable Speed Pool Pump Motor | 2036 | SC D | MW | After Competition Groups | 32.2673 | 2674403.3904 | 2.6744 | 587.0192 | 0.054968 | 6 | Residential_2036_SC D_MW_After Competition Groups_6 | Variable Speed Pool Pump Motor | 5.497% | 2.6744 | 32.2673 | Residential_2036_SC D_MW_After Competition Groups_Variable Speed Pool Pump Motor
Residential | Res ¦ Energy Star Room Air Conditioner | 2036 | SC D | MW | After Competition Groups | 32.035 | 2242080.2605 | 2.2421 | 587.0192 | 0.054572 | 7 | Residential_2036_SC D_MW_After Competition Groups_7 | Energy Star Room Air Conditioner | 5.457% | 2.2421 | 32.035 | Residential_2036_SC D_MW_After Competition Groups_Energy Star Room Air Conditioner
Residential | Res ¦ Basement Wall Insulation | 2036 | SC D | MW | After Competition Groups | 29.898 | 3186431.6324 | 3.1864 | 587.0192 | 0.050932 | 8 | Residential_2036_SC D_MW_After Competition Groups_8 | Basement Wall Insulation | 5.093% | 3.1864 | 29.898 | Residential_2036_SC D_MW_After Competition Groups_Basement Wall Insulation
Residential | Res ¦ Energy Star LED Bulbs General Purpose LEDs | 2036 | SC D | MW | After Competition Groups | 23.1686 | 0 | 0 | 587.0192 | 0.039468 | 9 | Residential_2036_SC D_MW_After Competition Groups_9 | Energy Star LED Bulbs General Purpose LEDs | 3.947% | 0 | 23.1686 | Residential_2036_SC D_MW_After Competition Groups_Energy Star LED Bulbs General Purpose LEDs
Residential | Res ¦ Energy Star LED Specialty Bulbs | 2036 | SC D | MW | After Competition Groups | 22.1507 | 29193.766 | 0.029194 | 587.0192 | 0.037734 | 10 | Residential_2036_SC D_MW_After Competition Groups_10 | Energy Star LED Specialty Bulbs | 3.773% | 0.029194 | 22.1507 | Residential_2036_SC D_MW_After Competition Groups_Energy Star LED Specialty Bulbs
Residential | Res ¦ Energy Star A Line, PAR, MR Lamps | 2036 | SC D | MW | After Competition Groups | 15.7712 | 21614.0389 | 0.021614 | 587.0192 | 0.026867 | 11 | Residential_2036_SC D_MW_After Competition Groups_11 | Energy Star A Line, PAR, MR Lamps | 2.687% | 0.021614 | 15.7712 | Residential_2036_SC D_MW_After Competition Groups_Energy Star A Line, PAR, MR Lamps
Residential | Res ¦ Attic Insulation | 2036 | SC D | MW | After Competition Groups | 12.246 | 2163180.5934 | 2.1632 | 587.0192 | 0.020861 | 12 | Residential_2036_SC D_MW_After Competition Groups_12 | Attic Insulation | 2.086% | 2.1632 | 12.246 | Residential_2036_SC D_MW_After Competition Groups_Attic Insulation
Residential | Res ¦ Home Energy Reports | 2036 | SC D | MW | After Competition Groups | 11.4538 | 14486105.4306 | 14.4861 | 587.0192 | 0.019512 | 13 | Residential_2036_SC D_MW_After Competition Groups_13 | Home Energy Reports | 1.951% | 14.4861 | 11.4538 | Residential_2036_SC D_MW_After Competition Groups_Home Energy Reports
Residential | Res ¦ High Efficiency Chiller (avg of water and air cooled) | 2036 | SC D | MW | After Competition Groups | 11.0357 | 153428.7323 | 0.15343 | 587.0192 | 0.0188 | 14 | Residential_2036_SC D_MW_After Competition Groups_14 | High Efficiency Chiller (avg of water and air cooled) | 1.88% | 0.15343 | 11.0357 | Residential_2036_SC D_MW_After Competition Groups_High Efficiency Chiller (avg of water and air cooled)
Residential | Res ¦ Energy Star Clothes Dryer | 2036 | SC D | MW | After Competition Groups | 10.7147 | 1017025.3284 | 1.017 | 587.0192 | 0.018253 | 15 | Residential_2036_SC D_MW_After Competition Groups_15 | Energy Star Clothes Dryer | 1.825% | 1.017 | 10.7147 | Residential_2036_SC D_MW_After Competition Groups_Energy Star Clothes Dryer
Residential | Res ¦ Advanced BAS/Controllers | 2036 | SC D | MW | After Competition Groups | 9.482 | 676001.7661 | 0.676 | 587.0192 | 0.016153 | 16 | Residential_2036_SC D_MW_After Competition Groups_16 | Advanced BAS/Controllers | 1.615% | 0.676 | 9.482 | Residential_2036_SC D_MW_After Competition Groups_Advanced BAS/Controllers
Residential | Res ¦ Energy Star Torchiere | 2036 | SC D | MW | After Competition Groups | 8.144 | 507191.2625 | 0.50719 | 587.0192 | 0.013873 | 17 | Residential_2036_SC D_MW_After Competition Groups_17 | Energy Star Torchiere | 1.387% | 0.50719 | 8.144 | Residential_2036_SC D_MW_After Competition Groups_Energy Star Torchiere
Residential | Res ¦ Occupancy Sensors MF | 2036 | SC D | MW | After Competition Groups | 7.594 | 17006.4425 | 0.017006 | 587.0192 | 0.012937 | 18 | Residential_2036_SC D_MW_After Competition Groups_18 | Occupancy Sensors MF | 1.294% | 0.017006 | 7.594 | Residential_2036_SC D_MW_After Competition Groups_Occupancy Sensors MF
Residential | Res ¦ Smart Burners | 2036 | SC D | MW | After Competition Groups | 6.0931 | 2395547.107 | 2.3955 | 587.0192 | 0.01038 | 19 | Residential_2036_SC D_MW_After Competition Groups_19 | Smart Burners | 1.038% | 2.3955 | 6.0931 | Residential_2036_SC D_MW_After Competition Groups_Smart Burners
Residential | Res ¦ Refrigerator Recycling | 2036 | SC D | MW | After Competition Groups | 4.8606 | 518551.003 | 0.51855 | 587.0192 | 0.0082801 | 20 | Residential_2036_SC D_MW_After Competition Groups_20 | Refrigerator Recycling | 0.828% | 0.51855 | 4.8606 | Residential_2036_SC D_MW_After Competition Groups_Refrigerator Recycling
Residential | Res ¦ Energy Star Freezer | 2036 | SC D | MW | After Competition Groups | 3.9763 | 361023.1217 | 0.36102 | 587.0192 | 0.0067737 | 21 | Residential_2036_SC D_MW_After Competition Groups_21 | Energy Star Freezer | 0.6774% | 0.36102 | 3.9763 | Residential_2036_SC D_MW_After Competition Groups_Energy Star Freezer
Residential | Res ¦ LED Tube Re-Lamp | 2036 | SC D | MW | After Competition Groups | 3.6148 | 80324.652 | 0.080325 | 587.0192 | 0.0061579 | 22 | Residential_2036_SC D_MW_After Competition Groups_22 | LED Tube Re-Lamp | 0.6158% | 0.080325 | 3.6148 | Residential_2036_SC D_MW_After Competition Groups_LED Tube Re-Lamp
Residential | Res ¦ Outside Air Economizer | 2036 | SC D | MW | After Competition Groups | 3.1403 | 183642.6497 | 0.18364 | 587.0192 | 0.0053495 | 23 | Residential_2036_SC D_MW_After Competition Groups_23 | Outside Air Economizer | 0.535% | 0.18364 | 3.1403 | Residential_2036_SC D_MW_After Competition Groups_Outside Air Economizer
Residential | Res ¦ Minimize Hot and Warm Clothes Wash | 2036 | SC D | MW | After Competition Groups | 3.05 | 0 | 0 | 587.0192 | 0.0051957 | 24 | Residential_2036_SC D_MW_After Competition Groups_24 | Minimize Hot and Warm Clothes Wash | 0.5196% | 0 | 3.05 | Residential_2036_SC D_MW_After Competition Groups_Minimize Hot and Warm Clothes Wash
Residential | Res ¦ Energy Star Light Fixture | 2036 | SC D | MW | After Competition Groups | 2.5171 | 0 | 0 | 587.0192 | 0.004288 | 25 | Residential_2036_SC D_MW_After Competition Groups_25 | Energy Star Light Fixture | 0.4288% | 0 | 2.5171 | Residential_2036_SC D_MW_After Competition Groups_Energy Star Light Fixture
Residential | Res ¦ Air Sealing | 2036 | SC D | MW | After Competition Groups | 2.1688 | 0 | 0 | 587.0192 | 0.0036946 | 26 | Residential_2036_SC D_MW_After Competition Groups_26 | Air Sealing | 0.3695% | 0 | 2.1688 | Residential_2036_SC D_MW_After Competition Groups_Air Sealing
Residential | Res ¦ ENERGY STAR LED LAMPS (REFLECTOR LAMPs/MR16/PAR 16) | 2036 | SC D | MW | After Competition Groups | 2.0805 | 16918.6018 | 0.016919 | 587.0192 | 0.0035441 | 27 | Residential_2036_SC D_MW_After Competition Groups_27 | ENERGY STAR LED LAMPS (REFLECTOR LAMPs/MR16/PAR 16) | 0.3544% | 0.016919 | 2.0805 | Residential_2036_SC D_MW_After Competition Groups_ENERGY STAR LED LAMPS (REFLECTOR LAMPs/MR16/PAR 16)
Residential | Res ¦ Furnace Whistle | 2036 | SC D | MW | After Competition Groups | 1.6014 | 27030.319 | 0.02703 | 587.0192 | 0.0027279 | 28 | Residential_2036_SC D_MW_After Competition Groups_28 | Furnace Whistle | 0.2728% | 0.02703 | 1.6014 | Residential_2036_SC D_MW_After Competition Groups_Furnace Whistle
Residential | Res ¦ Energy Star Dehumidifier | 2036 | SC D | MW | After Competition Groups | 1.566 | 277734.4667 | 0.27773 | 587.0192 | 0.0026678 | 29 | Residential_2036_SC D_MW_After Competition Groups_29 | Energy Star Dehumidifier | 0.2668% | 0.27773 | 1.566 | Residential_2036_SC D_MW_After Competition Groups_Energy Star Dehumidifier
Residential | Res ¦ Comprehensive Draft Proofing | 2036 | SC D | MW | After Competition Groups | 1.259 | 0 | 0 | 587.0192 | 0.0021448 | 30 | Residential_2036_SC D_MW_After Competition Groups_30 | Comprehensive Draft Proofing | 0.2145% | 0 | 1.259 | Residential_2036_SC D_MW_After Competition Groups_Comprehensive Draft Proofing
Residential | Res ¦ Variable Frequency Drive (VFD) | 2036 | SC D | MW | After Competition Groups | 1.0469 | 104243.3727 | 0.10424 | 587.0192 | 0.0017834 | 31 | Residential_2036_SC D_MW_After Competition Groups_31 | Variable Frequency Drive (VFD) | 0.1783% | 0.10424 | 1.0469 | Residential_2036_SC D_MW_After Competition Groups_Variable Frequency Drive (VFD)
Residential | Res ¦ CO Sensors for parking garage exhaust fans | 2036 | SC D | MW | After Competition Groups | 1.0191 | 122346.5443 | 0.12235 | 587.0192 | 0.001736 | 32 | Residential_2036_SC D_MW_After Competition Groups_32 | CO Sensors for parking garage exhaust fans | 0.1736% | 0.12235 | 1.0191 | Residential_2036_SC D_MW_After Competition Groups_CO Sensors for parking garage exhaust fans
Residential | Res ¦ LED Parking Lot Fixture | 2036 | SC D | MW | After Competition Groups | 0.90691 | 0 | 0 | 587.0192 | 0.0015449 | 33 | Residential_2036_SC D_MW_After Competition Groups_33 | LED Parking Lot Fixture | 0.1545% | 0 | 0.90691 | Residential_2036_SC D_MW_After Competition Groups_LED Parking Lot Fixture
Residential | Res ¦ Water Heater Temperature Setback | 2036 | SC D | MW | After Competition Groups | 0.77511 | 12731.8571 | 0.012732 | 587.0192 | 0.0013204 | 34 | Residential_2036_SC D_MW_After Competition Groups_34 | Water Heater Temperature Setback | 0.132% | 0.012732 | 0.77511 | Residential_2036_SC D_MW_After Competition Groups_Water Heater Temperature Setback
Residential | Res ¦ Floor Insulation | 2036 | SC D | MW | After Competition Groups | 0.75922 | 98670.7016 | 0.098671 | 587.0192 | 0.0012933 | 35 | Residential_2036_SC D_MW_After Competition Groups_35 | Floor Insulation | 0.1293% | 0.098671 | 0.75922 | Residential_2036_SC D_MW_After Competition Groups_Floor Insulation
Residential | Res ¦ Demand Control Ventilation | 2036 | SC D | MW | After Competition Groups | 0.71038 | 0 | 0 | 587.0192 | 0.0012101 | 36 | Residential_2036_SC D_MW_After Competition Groups_36 | Demand Control Ventilation | 0.121% | 0 | 0.71038 | Residential_2036_SC D_MW_After Competition Groups_Demand Control Ventilation
Residential | Res ¦ Tankless Water Heater | 2036 | SC D | MW | After Competition Groups | 0.69793 | 150776.2364 | 0.15078 | 587.0192 | 0.0011889 | 37 | Residential_2036_SC D_MW_After Competition Groups_37 | Tankless Water Heater | 0.1189% | 0.15078 | 0.69793 | Residential_2036_SC D_MW_After Competition Groups_Tankless Water Heater
Residential | Res ¦ Clothes Drying Racks | 2036 | SC D | MW | After Competition Groups | 0.60824 | 0 | 0 | 587.0192 | 0.0010361 | 38 | Residential_2036_SC D_MW_After Competition Groups_38 | Clothes Drying Racks | 0.1036% | 0 | 0.60824 | Residential_2036_SC D_MW_After Competition Groups_Clothes Drying Racks
Residential | Res ¦ ENERGY STAR LED Lamps (General Service Lamps) | 2036 | SC D | MW | After Competition Groups | 0.45856 | 4710.2495 | 0.0047102 | 587.0192 | 0.00078117 | 39 | Residential_2036_SC D_MW_After Competition Groups_39 | ENERGY STAR LED Lamps (General Service Lamps) | 0.07812% | 0.0047102 | 0.45856 | Residential_2036_SC D_MW_After Competition Groups_ENERGY STAR LED Lamps (General Service Lamps)
Residential | Res ¦ Condensing Make Up Air Unit | 2036 | SC D | MW | After Competition Groups | 0.45123 | 98720.5187 | 0.098721 | 587.0192 | 0.00076868 | 40 | Residential_2036_SC D_MW_After Competition Groups_40 | Condensing Make Up Air Unit | 0.07687% | 0.098721 | 0.45123 | Residential_2036_SC D_MW_After Competition Groups_Condensing Make Up Air Unit
Residential | Res ¦ Duct Insulation | 2036 | SC D | MW | After Competition Groups | 0.41305 | 30161.1327 | 0.030161 | 587.0192 | 0.00070364 | 41 | Residential_2036_SC D_MW_After Competition Groups_41 | Duct Insulation | 0.07036% | 0.030161 | 0.41305 | Residential_2036_SC D_MW_After Competition Groups_Duct Insulation
Residential | Res ¦ LED Exterior Area Lights - LED Fixture (200W) | 2036 | SC D | MW | After Competition Groups | 0.40996 | 0 | 0 | 587.0192 | 0.00069838 | 42 | Residential_2036_SC D_MW_After Competition Groups_42 | LED Exterior Area Lights - LED Fixture (200W) | 0.06984% | 0 | 0.40996 | Residential_2036_SC D_MW_After Competition Groups_LED Exterior Area Lights - LED Fixture (200W)
Residential | Res ¦ LED Downlight | 2036 | SC D | MW | After Competition Groups | 0.38291 | 0 | 0 | 587.0192 | 0.00065229 | 43 | Residential_2036_SC D_MW_After Competition Groups_43 | LED Downlight | 0.06523% | 0 | 0.38291 | Residential_2036_SC D_MW_After Competition Groups_LED Downlight
Residential | Res ¦ VFD on Pumps | 2036 | SC D | MW | After Competition Groups | 0.29967 | 31380.4698 | 0.03138 | 587.0192 | 0.00051049 | 44 | Residential_2036_SC D_MW_After Competition Groups_44 | VFD on Pumps | 0.05105% | 0.03138 | 0.29967 | Residential_2036_SC D_MW_After Competition Groups_VFD on Pumps
Residential | Res ¦ Heat Recovery Ventilator | 2036 | SC D | MW | After Competition Groups | 0.26975 | 0 | 0 | 587.0192 | 0.00045952 | 45 | Residential_2036_SC D_MW_After Competition Groups_45 | Heat Recovery Ventilator | 0.04595% | 0 | 0.26975 | Residential_2036_SC D_MW_After Competition Groups_Heat Recovery Ventilator
Residential | Res ¦ Duct Insulation MF | 2036 | SC D | MW | After Competition Groups | 0.25041 | 34400.3258 | 0.0344 | 587.0192 | 0.00042657 | 46 | Residential_2036_SC D_MW_After Competition Groups_46 | Duct Insulation MF | 0.04266% | 0.0344 | 0.25041 | Residential_2036_SC D_MW_After Competition Groups_Duct Insulation MF
Residential | Res ¦ ECM MOTORS FOR HVAC APPLICATION (FAN-POWERED VAV BOX) | 2036 | SC D | MW | After Competition Groups | 0.1945 | 24670.4623 | 0.02467 | 587.0192 | 0.00033134 | 47 | Residential_2036_SC D_MW_After Competition Groups_47 | ECM MOTORS FOR HVAC APPLICATION (FAN-POWERED VAV BOX) | 0.03313% | 0.02467 | 0.1945 | Residential_2036_SC D_MW_After Competition Groups_ECM MOTORS FOR HVAC APPLICATION (FAN-POWERED VAV BOX)
Residential | Res ¦ Chilled Water Optimization | 2036 | SC D | MW | After Competition Groups | 0.18579 | 201.4451 | 0.00020145 | 587.0192 | 0.00031649 | 48 | Residential_2036_SC D_MW_After Competition Groups_48 | Chilled Water Optimization | 0.03165% | 0.00020145 | 0.18579 | Residential_2036_SC D_MW_After Competition Groups_Chilled Water Optimization
Residential | Res ¦ Beverage Vending Machine Controls | 2036 | SC D | MW | After Competition Groups | 0.13892 | 7839.92 | 0.0078399 | 587.0192 | 0.00023666 | 49 | Residential_2036_SC D_MW_After Competition Groups_49 | Beverage Vending Machine Controls | 0.02367% | 0.0078399 | 0.13892 | Residential_2036_SC D_MW_After Competition Groups_Beverage Vending Machine Controls
Residential | Res ¦ Wall Insulation | 2036 | SC D | MW | After Competition Groups | 0.015101 | 5904.6273 | 0.0059046 | 587.0192 | 2.5725e-05 | 50 | Residential_2036_SC D_MW_After Competition Groups_50 | Wall Insulation | 0.002572% | 0.0059046 | 0.015101 | Residential_2036_SC D_MW_After Competition Groups_Wall Insulation
Residential | Res ¦ LED High Bay Fixture | 2036 | SC D | MW | After Competition Groups | 0.012155 | 3068.5305 | 0.0030685 | 587.0192 | 2.0707e-05 | 51 | Residential_2036_SC D_MW_After Competition Groups_51 | LED High Bay Fixture | 0.002071% | 0.0030685 | 0.012155 | Residential_2036_SC D_MW_After Competition Groups_LED High Bay Fixture
Residential | Res ¦ Wall Insulation MF | 2036 | SC D | MW | After Competition Groups | 0.0033507 | 0 | 0 | 587.0192 | 5.708e-06 | 52 | Residential_2036_SC D_MW_After Competition Groups_52 | Wall Insulation MF | 0.0005708% | 0 | 0.0033507 | Residential_2036_SC D_MW_After Competition Groups_Wall Insulation MF
Residential | Res ¦ Freezer Recycling | 2036 | SC D | MW | After Competition Groups | 0.00051001 | 0 | 0 | 587.0192 | 8.6882e-07 | 53 | Residential_2036_SC D_MW_After Competition Groups_53 | Freezer Recycling | 8.688e-05% | 0 | 0.00051001 | Residential_2036_SC D_MW_After Competition Groups_Freezer Recycling
Residential | Res ¦ Smart Power Bar | 2036 | SC D | MW | After Competition Groups | 0 | 0 | 0 | 587.0192 | 0 | 54 | Residential_2036_SC D_MW_After Competition Groups_54 | Smart Power Bar | 0% | 0 | 0 | Residential_2036_SC D_MW_After Competition Groups_Smart Power Bar
Residential | Res ¦ Energy Star Central Air Conditioner | 2036 | Technical | MW | After Competition Groups | 252.529 | 0 | 0 | 2490.1139 | 0.10141 | 1 | Residential_2036_Technical_MW_After Competition Groups_1 | Energy Star Central Air Conditioner | 10.14% | 0 | 252.529 | Residential_2036_Technical_MW_After Competition Groups_Energy Star Central Air Conditioner
Residential | Res ¦ Energy Star Ground Source Heat Pump | 2036 | Technical | MW | After Competition Groups | 219.6145 | 0 | 0 | 2490.1139 | 0.088195 | 2 | Residential_2036_Technical_MW_After Competition Groups_2 | Energy Star Ground Source Heat Pump | 8.819% | 0 | 219.6145 | Residential_2036_Technical_MW_After Competition Groups_Energy Star Ground Source Heat Pump
Residential | Res ¦ Ductless Mini-Split Heat Pump | 2036 | Technical | MW | After Competition Groups | 218.6315 | 0 | 0 | 2490.1139 | 0.0878 | 3 | Residential_2036_Technical_MW_After Competition Groups_3 | Ductless Mini-Split Heat Pump | 8.78% | 0 | 218.6315 | Residential_2036_Technical_MW_After Competition Groups_Ductless Mini-Split Heat Pump
Residential | Res ¦ Ductless Mini-Split Air Conditioner | 2036 | Technical | MW | After Competition Groups | 204.203 | 0 | 0 | 2490.1139 | 0.082006 | 4 | Residential_2036_Technical_MW_After Competition Groups_4 | Ductless Mini-Split Air Conditioner | 8.201% | 0 | 204.203 | Residential_2036_Technical_MW_After Competition Groups_Ductless Mini-Split Air Conditioner
Residential | Res ¦ Adaptive Thermostat | 2036 | Technical | MW | After Competition Groups | 202.3536 | 0 | 0 | 2490.1139 | 0.081263 | 5 | Residential_2036_Technical_MW_After Competition Groups_5 | Adaptive Thermostat | 8.126% | 0 | 202.3536 | Residential_2036_Technical_MW_After Competition Groups_Adaptive Thermostat
Residential | Res ¦ Smart Burners | 2036 | Technical | MW | After Competition Groups | 147.4042 | 0 | 0 | 2490.1139 | 0.059196 | 6 | Residential_2036_Technical_MW_After Competition Groups_6 | Smart Burners | 5.92% | 0 | 147.4042 | Residential_2036_Technical_MW_After Competition Groups_Smart Burners
Residential | Res ¦ Energy Star Refrigerator | 2036 | Technical | MW | After Competition Groups | 120.5463 | 0 | 0 | 2490.1139 | 0.04841 | 7 | Residential_2036_Technical_MW_After Competition Groups_7 | Energy Star Refrigerator | 4.841% | 0 | 120.5463 | Residential_2036_Technical_MW_After Competition Groups_Energy Star Refrigerator
Residential | Res ¦ Heat Pump Clothes Dryer | 2036 | Technical | MW | After Competition Groups | 106.2849 | 0 | 0 | 2490.1139 | 0.042683 | 8 | Residential_2036_Technical_MW_After Competition Groups_8 | Heat Pump Clothes Dryer | 4.268% | 0 | 106.2849 | Residential_2036_Technical_MW_After Competition Groups_Heat Pump Clothes Dryer
Residential | Res ¦ Energy Star Clothes Washer | 2036 | Technical | MW | After Competition Groups | 98.0014 | 0 | 0 | 2490.1139 | 0.039356 | 9 | Residential_2036_Technical_MW_After Competition Groups_9 | Energy Star Clothes Washer | 3.936% | 0 | 98.0014 | Residential_2036_Technical_MW_After Competition Groups_Energy Star Clothes Washer
Residential | Res ¦ Building Recommissioning, Operations and Maintenance (O&M) Improvements | 2036 | Technical | MW | After Competition Groups | 73.9999 | 0 | 0 | 2490.1139 | 0.029717 | 10 | Residential_2036_Technical_MW_After Competition Groups_10 | Building Recommissioning, Operations and Maintenance (O&M) Improvements | 2.972% | 0 | 73.9999 | Residential_2036_Technical_MW_After Competition Groups_Building Recommissioning, Operations and Maintenance (O&M) Improvements
Residential | Res ¦ Basement Wall Insulation | 2036 | Technical | MW | After Competition Groups | 68.2543 | 0 | 0 | 2490.1139 | 0.02741 | 11 | Residential_2036_Technical_MW_After Competition Groups_11 | Basement Wall Insulation | 2.741% | 0 | 68.2543 | Residential_2036_Technical_MW_After Competition Groups_Basement Wall Insulation
Residential | Res ¦ Energy Star LED Bulbs General Purpose LEDs | 2036 | Technical | MW | After Competition Groups | 61.4876 | 0 | 0 | 2490.1139 | 0.024693 | 12 | Residential_2036_Technical_MW_After Competition Groups_12 | Energy Star LED Bulbs General Purpose LEDs | 2.469% | 0 | 61.4876 | Residential_2036_Technical_MW_After Competition Groups_Energy Star LED Bulbs General Purpose LEDs
Residential | Res ¦ Basement or Crawlspace Insulation | 2036 | Technical | MW | After Competition Groups | 56.6803 | 0 | 0 | 2490.1139 | 0.022762 | 13 | Residential_2036_Technical_MW_After Competition Groups_13 | Basement or Crawlspace Insulation | 2.276% | 0 | 56.6803 | Residential_2036_Technical_MW_After Competition Groups_Basement or Crawlspace Insulation
Residential | Res ¦ Smart Power Bar | 2036 | Technical | MW | After Competition Groups | 54.8741 | 0 | 0 | 2490.1139 | 0.022037 | 14 | Residential_2036_Technical_MW_After Competition Groups_14 | Smart Power Bar | 2.204% | 0 | 54.8741 | Residential_2036_Technical_MW_After Competition Groups_Smart Power Bar
Residential | Res ¦ Variable Speed Pool Pump Motor | 2036 | Technical | MW | After Competition Groups | 52.8574 | 0 | 0 | 2490.1139 | 0.021227 | 15 | Residential_2036_Technical_MW_After Competition Groups_15 | Variable Speed Pool Pump Motor | 2.123% | 0 | 52.8574 | Residential_2036_Technical_MW_After Competition Groups_Variable Speed Pool Pump Motor
Residential | Res ¦ Attic Insulation | 2036 | Technical | MW | After Competition Groups | 52.6538 | 0 | 0 | 2490.1139 | 0.021145 | 16 | Residential_2036_Technical_MW_After Competition Groups_16 | Attic Insulation | 2.115% | 0 | 52.6538 | Residential_2036_Technical_MW_After Competition Groups_Attic Insulation
Residential | Res ¦ Energy Star A Line, PAR, MR Lamps | 2036 | Technical | MW | After Competition Groups | 51.8262 | 0 | 0 | 2490.1139 | 0.020813 | 17 | Residential_2036_Technical_MW_After Competition Groups_17 | Energy Star A Line, PAR, MR Lamps | 2.081% | 0 | 51.8262 | Residential_2036_Technical_MW_After Competition Groups_Energy Star A Line, PAR, MR Lamps
Residential | Res ¦ Wall Insulation | 2036 | Technical | MW | After Competition Groups | 41.1387 | 0 | 0 | 2490.1139 | 0.016521 | 18 | Residential_2036_Technical_MW_After Competition Groups_18 | Wall Insulation | 1.652% | 0 | 41.1387 | Residential_2036_Technical_MW_After Competition Groups_Wall Insulation
Residential | Res ¦ Lighting Motion Sensors, Timers, Dimmers | 2036 | Technical | MW | After Competition Groups | 39.5901 | 0 | 0 | 2490.1139 | 0.015899 | 19 | Residential_2036_Technical_MW_After Competition Groups_19 | Lighting Motion Sensors, Timers, Dimmers | 1.59% | 0 | 39.5901 | Residential_2036_Technical_MW_After Competition Groups_Lighting Motion Sensors, Timers, Dimmers
Residential | Res ¦ Variable Refrigerant Flow Heat Pump | 2036 | Technical | MW | After Competition Groups | 33.572 | 0 | 0 | 2490.1139 | 0.013482 | 20 | Residential_2036_Technical_MW_After Competition Groups_20 | Variable Refrigerant Flow Heat Pump | 1.348% | 0 | 33.572 | Residential_2036_Technical_MW_After Competition Groups_Variable Refrigerant Flow Heat Pump
Residential | Res ¦ Home Energy Reports | 2036 | Technical | MW | After Competition Groups | 29.2534 | 0 | 0 | 2490.1139 | 0.011748 | 21 | Residential_2036_Technical_MW_After Competition Groups_21 | Home Energy Reports | 1.175% | 0 | 29.2534 | Residential_2036_Technical_MW_After Competition Groups_Home Energy Reports
Residential | Res ¦ Ceiling Insulation | 2036 | Technical | MW | After Competition Groups | 20.6217 | 0 | 0 | 2490.1139 | 0.0082814 | 22 | Residential_2036_Technical_MW_After Competition Groups_22 | Ceiling Insulation | 0.8281% | 0 | 20.6217 | Residential_2036_Technical_MW_After Competition Groups_Ceiling Insulation
Residential | Res ¦ Energy Star Light Fixture | 2036 | Technical | MW | After Competition Groups | 20.4894 | 0 | 0 | 2490.1139 | 0.0082283 | 23 | Residential_2036_Technical_MW_After Competition Groups_23 | Energy Star Light Fixture | 0.8228% | 0 | 20.4894 | Residential_2036_Technical_MW_After Competition Groups_Energy Star Light Fixture
Residential | Res ¦ Duct Insulation | 2036 | Technical | MW | After Competition Groups | 16.9526 | 0 | 0 | 2490.1139 | 0.006808 | 24 | Residential_2036_Technical_MW_After Competition Groups_24 | Duct Insulation | 0.6808% | 0 | 16.9526 | Residential_2036_Technical_MW_After Competition Groups_Duct Insulation
Residential | Res ¦ Energy Star Torchiere | 2036 | Technical | MW | After Competition Groups | 16.5018 | 0 | 0 | 2490.1139 | 0.0066269 | 25 | Residential_2036_Technical_MW_After Competition Groups_25 | Energy Star Torchiere | 0.6627% | 0 | 16.5018 | Residential_2036_Technical_MW_After Competition Groups_Energy Star Torchiere
Residential | Res ¦ Air Sealing | 2036 | Technical | MW | After Competition Groups | 14.5185 | 0 | 0 | 2490.1139 | 0.0058304 | 26 | Residential_2036_Technical_MW_After Competition Groups_26 | Air Sealing | 0.583% | 0 | 14.5185 | Residential_2036_Technical_MW_After Competition Groups_Air Sealing
Residential | Res ¦ Central Air Conditioner Maintenance | 2036 | Technical | MW | After Competition Groups | 13.7999 | 0 | 0 | 2490.1139 | 0.0055419 | 27 | Residential_2036_Technical_MW_After Competition Groups_27 | Central Air Conditioner Maintenance | 0.5542% | 0 | 13.7999 | Residential_2036_Technical_MW_After Competition Groups_Central Air Conditioner Maintenance
Residential | Res ¦ Floor Insulation | 2036 | Technical | MW | After Competition Groups | 13.7998 | 0 | 0 | 2490.1139 | 0.0055418 | 28 | Residential_2036_Technical_MW_After Competition Groups_28 | Floor Insulation | 0.5542% | 0 | 13.7998 | Residential_2036_Technical_MW_After Competition Groups_Floor Insulation
Residential | Res ¦ Dehumidifier Recycling | 2036 | Technical | MW | After Competition Groups | 12.729 | 0 | 0 | 2490.1139 | 0.0051118 | 29 | Residential_2036_Technical_MW_After Competition Groups_29 | Dehumidifier Recycling | 0.5112% | 0 | 12.729 | Residential_2036_Technical_MW_After Competition Groups_Dehumidifier Recycling
Residential | Res ¦ High Efficiency Chiller (avg of water and air cooled) | 2036 | Technical | MW | After Competition Groups | 12.4249 | 0 | 0 | 2490.1139 | 0.0049897 | 30 | Residential_2036_Technical_MW_After Competition Groups_30 | High Efficiency Chiller (avg of water and air cooled) | 0.499% | 0 | 12.4249 | Residential_2036_Technical_MW_After Competition Groups_High Efficiency Chiller (avg of water and air cooled)
Residential | Res ¦ Energy Star Freezer | 2036 | Technical | MW | After Competition Groups | 11.6134 | 0 | 0 | 2490.1139 | 0.0046638 | 31 | Residential_2036_Technical_MW_After Competition Groups_31 | Energy Star Freezer | 0.4664% | 0 | 11.6134 | Residential_2036_Technical_MW_After Competition Groups_Energy Star Freezer
Residential | Res ¦ Advanced BAS/Controllers | 2036 | Technical | MW | After Competition Groups | 10.8308 | 0 | 0 | 2490.1139 | 0.0043495 | 32 | Residential_2036_Technical_MW_After Competition Groups_32 | Advanced BAS/Controllers | 0.435% | 0 | 10.8308 | Residential_2036_Technical_MW_After Competition Groups_Advanced BAS/Controllers
Residential | Res ¦ Clothes Drying Racks | 2036 | Technical | MW | After Competition Groups | 10.0227 | 0 | 0 | 2490.1139 | 0.004025 | 33 | Residential_2036_Technical_MW_After Competition Groups_33 | Clothes Drying Racks | 0.4025% | 0 | 10.0227 | Residential_2036_Technical_MW_After Competition Groups_Clothes Drying Racks
Residential | Res ¦ Refrigerator Recycling | 2036 | Technical | MW | After Competition Groups | 8.4936 | 0 | 0 | 2490.1139 | 0.0034109 | 34 | Residential_2036_Technical_MW_After Competition Groups_34 | Refrigerator Recycling | 0.3411% | 0 | 8.4936 | Residential_2036_Technical_MW_After Competition Groups_Refrigerator Recycling
Residential | Res ¦ Freezer Recycling | 2036 | Technical | MW | After Competition Groups | 7.9125 | 0 | 0 | 2490.1139 | 0.0031776 | 35 | Residential_2036_Technical_MW_After Competition Groups_35 | Freezer Recycling | 0.3178% | 0 | 7.9125 | Residential_2036_Technical_MW_After Competition Groups_Freezer Recycling
Residential | Res ¦ Energy Star Dehumidifier | 2036 | Technical | MW | After Competition Groups | 7.4791 | 0 | 0 | 2490.1139 | 0.0030035 | 36 | Residential_2036_Technical_MW_After Competition Groups_36 | Energy Star Dehumidifier | 0.3004% | 0 | 7.4791 | Residential_2036_Technical_MW_After Competition Groups_Energy Star Dehumidifier
Residential | Res ¦ Duct Insulation MF | 2036 | Technical | MW | After Competition Groups | 7.4787 | 0 | 0 | 2490.1139 | 0.0030034 | 37 | Residential_2036_Technical_MW_After Competition Groups_37 | Duct Insulation MF | 0.3003% | 0 | 7.4787 | Residential_2036_Technical_MW_After Competition Groups_Duct Insulation MF
Residential | Res ¦ Occupancy Sensors MF | 2036 | Technical | MW | After Competition Groups | 7.1453 | 0 | 0 | 2490.1139 | 0.0028695 | 38 | Residential_2036_Technical_MW_After Competition Groups_38 | Occupancy Sensors MF | 0.2869% | 0 | 7.1453 | Residential_2036_Technical_MW_After Competition Groups_Occupancy Sensors MF
Residential | Res ¦ Heat Pump Water Heater | 2036 | Technical | MW | After Competition Groups | 6.3039 | 0 | 0 | 2490.1139 | 0.0025316 | 39 | Residential_2036_Technical_MW_After Competition Groups_39 | Heat Pump Water Heater | 0.2532% | 0 | 6.3039 | Residential_2036_Technical_MW_After Competition Groups_Heat Pump Water Heater
Residential | Res ¦ Heat Recovery Ventilator | 2036 | Technical | MW | After Competition Groups | 5.9783 | 0 | 0 | 2490.1139 | 0.0024008 | 40 | Residential_2036_Technical_MW_After Competition Groups_40 | Heat Recovery Ventilator | 0.2401% | 0 | 5.9783 | Residential_2036_Technical_MW_After Competition Groups_Heat Recovery Ventilator
Residential | Res ¦ Energy Star Windows | 2036 | Technical | MW | After Competition Groups | 5.8733 | 0 | 0 | 2490.1139 | 0.0023586 | 41 | Residential_2036_Technical_MW_After Competition Groups_41 | Energy Star Windows | 0.2359% | 0 | 5.8733 | Residential_2036_Technical_MW_After Competition Groups_Energy Star Windows
Residential | Res ¦ Furnace with ECM | 2036 | Technical | MW | After Competition Groups | 5.5619 | 0 | 0 | 2490.1139 | 0.0022336 | 42 | Residential_2036_Technical_MW_After Competition Groups_42 | Furnace with ECM | 0.2234% | 0 | 5.5619 | Residential_2036_Technical_MW_After Competition Groups_Furnace with ECM
Residential | Res ¦ Central Lighting Control System | 2036 | Technical | MW | After Competition Groups | 5.4131 | 0 | 0 | 2490.1139 | 0.0021739 | 43 | Residential_2036_Technical_MW_After Competition Groups_43 | Central Lighting Control System | 0.2174% | 0 | 5.4131 | Residential_2036_Technical_MW_After Competition Groups_Central Lighting Control System
Residential | Res ¦ Energy Star Ceiling Fan/Lighting | 2036 | Technical | MW | After Competition Groups | 4.9566 | 0 | 0 | 2490.1139 | 0.0019905 | 44 | Residential_2036_Technical_MW_After Competition Groups_44 | Energy Star Ceiling Fan/Lighting | 0.1991% | 0 | 4.9566 | Residential_2036_Technical_MW_After Competition Groups_Energy Star Ceiling Fan/Lighting
Residential | Res ¦ LED Downlight | 2036 | Technical | MW | After Competition Groups | 4.6002 | 0 | 0 | 2490.1139 | 0.0018474 | 45 | Residential_2036_Technical_MW_After Competition Groups_45 | LED Downlight | 0.1847% | 0 | 4.6002 | Residential_2036_Technical_MW_After Competition Groups_LED Downlight
Residential | Res ¦ Minimize Hot and Warm Clothes Wash | 2036 | Technical | MW | After Competition Groups | 4.1982 | 0 | 0 | 2490.1139 | 0.001686 | 46 | Residential_2036_Technical_MW_After Competition Groups_46 | Minimize Hot and Warm Clothes Wash | 0.1686% | 0 | 4.1982 | Residential_2036_Technical_MW_After Competition Groups_Minimize Hot and Warm Clothes Wash
Residential | Res ¦ LED Tube Re-Lamp | 2036 | Technical | MW | After Competition Groups | 4.1961 | 0 | 0 | 2490.1139 | 0.0016851 | 47 | Residential_2036_Technical_MW_After Competition Groups_47 | LED Tube Re-Lamp | 0.1685% | 0 | 4.1961 | Residential_2036_Technical_MW_After Competition Groups_LED Tube Re-Lamp
Residential | Res ¦ INTEGRAL LED TROFFERS | 2036 | Technical | MW | After Competition Groups | 3.9094 | 0 | 0 | 2490.1139 | 0.00157 | 48 | Residential_2036_Technical_MW_After Competition Groups_48 | INTEGRAL LED TROFFERS | 0.157% | 0 | 3.9094 | Residential_2036_Technical_MW_After Competition Groups_INTEGRAL LED TROFFERS
Residential | Res ¦ Passive Attic Ventilation | 2036 | Technical | MW | After Competition Groups | 3.5911 | 0 | 0 | 2490.1139 | 0.0014421 | 49 | Residential_2036_Technical_MW_After Competition Groups_49 | Passive Attic Ventilation | 0.1442% | 0 | 3.5911 | Residential_2036_Technical_MW_After Competition Groups_Passive Attic Ventilation
Residential | Res ¦ Outside Air Economizer | 2036 | Technical | MW | After Competition Groups | 3.4361 | 0 | 0 | 2490.1139 | 0.0013799 | 50 | Residential_2036_Technical_MW_After Competition Groups_50 | Outside Air Economizer | 0.138% | 0 | 3.4361 | Residential_2036_Technical_MW_After Competition Groups_Outside Air Economizer
Residential | Res ¦ Energy Star Dishwasher | 2036 | Technical | MW | After Competition Groups | 3.1846 | 0 | 0 | 2490.1139 | 0.0012789 | 51 | Residential_2036_Technical_MW_After Competition Groups_51 | Energy Star Dishwasher | 0.1279% | 0 | 3.1846 | Residential_2036_Technical_MW_After Competition Groups_Energy Star Dishwasher
Residential | Res ¦ Early Hot Water Heater Replacement | 2036 | Technical | MW | After Competition Groups | 2.7246 | 0 | 0 | 2490.1139 | 0.0010941 | 52 | Residential_2036_Technical_MW_After Competition Groups_52 | Early Hot Water Heater Replacement | 0.1094% | 0 | 2.7246 | Residential_2036_Technical_MW_After Competition Groups_Early Hot Water Heater Replacement
Residential | Res ¦ Air Source Heat Pump Maintenance | 2036 | Technical | MW | After Competition Groups | 2.4139 | 0 | 0 | 2490.1139 | 0.00096939 | 53 | Residential_2036_Technical_MW_After Competition Groups_53 | Air Source Heat Pump Maintenance | 0.09694% | 0 | 2.4139 | Residential_2036_Technical_MW_After Competition Groups_Air Source Heat Pump Maintenance
Residential | Res ¦ Condensing Make Up Air Unit | 2036 | Technical | MW | After Competition Groups | 2.2187 | 0 | 0 | 2490.1139 | 0.00089101 | 54 | Residential_2036_Technical_MW_After Competition Groups_54 | Condensing Make Up Air Unit | 0.0891% | 0 | 2.2187 | Residential_2036_Technical_MW_After Competition Groups_Condensing Make Up Air Unit
Residential | Res ¦ CO Sensors for parking garage exhaust fans | 2036 | Technical | MW | After Competition Groups | 2.1679 | 0 | 0 | 2490.1139 | 0.00087061 | 55 | Residential_2036_Technical_MW_After Competition Groups_55 | CO Sensors for parking garage exhaust fans | 0.08706% | 0 | 2.1679 | Residential_2036_Technical_MW_After Competition Groups_CO Sensors for parking garage exhaust fans
Residential | Res ¦ Demand Control Ventilation | 2036 | Technical | MW | After Competition Groups | 1.9035 | 0 | 0 | 2490.1139 | 0.00076441 | 56 | Residential_2036_Technical_MW_After Competition Groups_56 | Demand Control Ventilation | 0.07644% | 0 | 1.9035 | Residential_2036_Technical_MW_After Competition Groups_Demand Control Ventilation
Residential | Res ¦ ENERGY STAR LED LAMPS (REFLECTOR LAMPs/MR16/PAR 16) | 2036 | Technical | MW | After Competition Groups | 1.8927 | 0 | 0 | 2490.1139 | 0.00076009 | 57 | Residential_2036_Technical_MW_After Competition Groups_57 | ENERGY STAR LED LAMPS (REFLECTOR LAMPs/MR16/PAR 16) | 0.07601% | 0 | 1.8927 | Residential_2036_Technical_MW_After Competition Groups_ENERGY STAR LED LAMPS (REFLECTOR LAMPs/MR16/PAR 16)
Residential | Res ¦ Solar Powered Attic Fan | 2036 | Technical | MW | After Competition Groups | 1.8834 | 0 | 0 | 2490.1139 | 0.00075635 | 58 | Residential_2036_Technical_MW_After Competition Groups_58 | Solar Powered Attic Fan | 0.07563% | 0 | 1.8834 | Residential_2036_Technical_MW_After Competition Groups_Solar Powered Attic Fan
Residential | Res ¦ Drain Water Heat Recovery | 2036 | Technical | MW | After Competition Groups | 1.83 | 0 | 0 | 2490.1139 | 0.00073489 | 59 | Residential_2036_Technical_MW_After Competition Groups_59 | Drain Water Heat Recovery | 0.07349% | 0 | 1.83 | Residential_2036_Technical_MW_After Competition Groups_Drain Water Heat Recovery
Residential | Res ¦ Furnace Whistle | 2036 | Technical | MW | After Competition Groups | 1.8291 | 0 | 0 | 2490.1139 | 0.00073456 | 60 | Residential_2036_Technical_MW_After Competition Groups_60 | Furnace Whistle | 0.07346% | 0 | 1.8291 | Residential_2036_Technical_MW_After Competition Groups_Furnace Whistle
Residential | Res ¦ Window Film | 2036 | Technical | MW | After Competition Groups | 1.6832 | 0 | 0 | 2490.1139 | 0.00067595 | 61 | Residential_2036_Technical_MW_After Competition Groups_61 | Window Film | 0.06759% | 0 | 1.6832 | Residential_2036_Technical_MW_After Competition Groups_Window Film
Residential | Res ¦ Comprehensive Draft Proofing | 2036 | Technical | MW | After Competition Groups | 1.5543 | 0 | 0 | 2490.1139 | 0.00062419 | 62 | Residential_2036_Technical_MW_After Competition Groups_62 | Comprehensive Draft Proofing | 0.06242% | 0 | 1.5543 | Residential_2036_Technical_MW_After Competition Groups_Comprehensive Draft Proofing
Residential | Res ¦ Variable Frequency Drive (VFD) | 2036 | Technical | MW | After Competition Groups | 1.5076 | 0 | 0 | 2490.1139 | 0.00060542 | 63 | Residential_2036_Technical_MW_After Competition Groups_63 | Variable Frequency Drive (VFD) | 0.06054% | 0 | 1.5076 | Residential_2036_Technical_MW_After Competition Groups_Variable Frequency Drive (VFD)
Residential | Res ¦ DHW Recirculation Systems | 2036 | Technical | MW | After Competition Groups | 1.1836 | 0 | 0 | 2490.1139 | 0.00047533 | 64 | Residential_2036_Technical_MW_After Competition Groups_64 | DHW Recirculation Systems | 0.04753% | 0 | 1.1836 | Residential_2036_Technical_MW_After Competition Groups_DHW Recirculation Systems
Residential | Res ¦ Water Heater Temperature Setback | 2036 | Technical | MW | After Competition Groups | 0.95346 | 0 | 0 | 2490.1139 | 0.0003829 | 65 | Residential_2036_Technical_MW_After Competition Groups_65 | Water Heater Temperature Setback | 0.03829% | 0 | 0.95346 | Residential_2036_Technical_MW_After Competition Groups_Water Heater Temperature Setback
Residential | Res ¦ HVAC Optimization | 2036 | Technical | MW | After Competition Groups | 0.91954 | 0 | 0 | 2490.1139 | 0.00036928 | 66 | Residential_2036_Technical_MW_After Competition Groups_66 | HVAC Optimization | 0.03693% | 0 | 0.91954 | Residential_2036_Technical_MW_After Competition Groups_HVAC Optimization
Residential | Res ¦ LED Parking Lot Fixture | 2036 | Technical | MW | After Competition Groups | 0.87224 | 0 | 0 | 2490.1139 | 0.00035028 | 67 | Residential_2036_Technical_MW_After Competition Groups_67 | LED Parking Lot Fixture | 0.03503% | 0 | 0.87224 | Residential_2036_Technical_MW_After Competition Groups_LED Parking Lot Fixture
Residential | Res ¦ VFD on Pumps | 2036 | Technical | MW | After Competition Groups | 0.4636 | 0 | 0 | 2490.1139 | 0.00018617 | 68 | Residential_2036_Technical_MW_After Competition Groups_68 | VFD on Pumps | 0.01862% | 0 | 0.4636 | Residential_2036_Technical_MW_After Competition Groups_VFD on Pumps
Residential | Res ¦ ENERGY STAR LED Lamps (General Service Lamps) | 2036 | Technical | MW | After Competition Groups | 0.44616 | 0 | 0 | 2490.1139 | 0.00017917 | 69 | Residential_2036_Technical_MW_After Competition Groups_69 | ENERGY STAR LED Lamps (General Service Lamps) | 0.01792% | 0 | 0.44616 | Residential_2036_Technical_MW_After Competition Groups_ENERGY STAR LED Lamps (General Service Lamps)
Residential | Res ¦ LED Exterior Area Lights - LED Fixture (200W) | 2036 | Technical | MW | After Competition Groups | 0.41052 | 0 | 0 | 2490.1139 | 0.00016486 | 70 | Residential_2036_Technical_MW_After Competition Groups_70 | LED Exterior Area Lights - LED Fixture (200W) | 0.01649% | 0 | 0.41052 | Residential_2036_Technical_MW_After Competition Groups_LED Exterior Area Lights - LED Fixture (200W)
Residential | Res ¦ ECM MOTORS FOR HVAC APPLICATION (FAN-POWERED VAV BOX) | 2036 | Technical | MW | After Competition Groups | 0.35995 | 0 | 0 | 2490.1139 | 0.00014455 | 71 | Residential_2036_Technical_MW_After Competition Groups_71 | ECM MOTORS FOR HVAC APPLICATION (FAN-POWERED VAV BOX) | 0.01446% | 0 | 0.35995 | Residential_2036_Technical_MW_After Competition Groups_ECM MOTORS FOR HVAC APPLICATION (FAN-POWERED VAV BOX)
Residential | Res ¦ Tankless Water Heater | 2036 | Technical | MW | After Competition Groups | 0.34358 | 0 | 0 | 2490.1139 | 0.00013798 | 72 | Residential_2036_Technical_MW_After Competition Groups_72 | Tankless Water Heater | 0.0138% | 0 | 0.34358 | Residential_2036_Technical_MW_After Competition Groups_Tankless Water Heater
Residential | Res ¦ Chilled Water Optimization | 2036 | Technical | MW | After Competition Groups | 0.30896 | 0 | 0 | 2490.1139 | 0.00012408 | 73 | Residential_2036_Technical_MW_After Competition Groups_73 | Chilled Water Optimization | 0.01241% | 0 | 0.30896 | Residential_2036_Technical_MW_After Competition Groups_Chilled Water Optimization
Residential | Res ¦ Beverage Vending Machine Controls | 2036 | Technical | MW | After Competition Groups | 0.25797 | 0 | 0 | 2490.1139 | 0.0001036 | 74 | Residential_2036_Technical_MW_After Competition Groups_74 | Beverage Vending Machine Controls | 0.01036% | 0 | 0.25797 | Residential_2036_Technical_MW_After Competition Groups_Beverage Vending Machine Controls
Residential | Res ¦ Wall Insulation MF | 2036 | Technical | MW | After Competition Groups | 0.1502 | 0 | 0 | 2490.1139 | 6.0321e-05 | 75 | Residential_2036_Technical_MW_After Competition Groups_75 | Wall Insulation MF | 0.006032% | 0 | 0.1502 | Residential_2036_Technical_MW_After Competition Groups_Wall Insulation MF
Residential | Res ¦ LED Recessed Downlights | 2036 | Technical | MW | After Competition Groups | 0.021101 | 0 | 0 | 2490.1139 | 8.4741e-06 | 76 | Residential_2036_Technical_MW_After Competition Groups_76 | LED Recessed Downlights | 0.0008474% | 0 | 0.021101 | Residential_2036_Technical_MW_After Competition Groups_LED Recessed Downlights
Residential | Res ¦ LED High Bay Fixture | 2036 | Technical | MW | After Competition Groups | 0.018032 | 0 | 0 | 2490.1139 | 7.2415e-06 | 77 | Residential_2036_Technical_MW_After Competition Groups_77 | LED High Bay Fixture | 0.0007242% | 0 | 0.018032 | Residential_2036_Technical_MW_After Competition Groups_LED High Bay Fixture
Residential | Res ¦ Solar Water Preheat (Pools/DHW) | 2036 | Technical | MW | After Competition Groups | 0.011895 | 0 | 0 | 2490.1139 | 4.7769e-06 | 78 | Residential_2036_Technical_MW_After Competition Groups_78 | Solar Water Preheat (Pools/DHW) | 0.0004777% | 0 | 0.011895 | Residential_2036_Technical_MW_After Competition Groups_Solar Water Preheat (Pools/DHW)
Residential | Res ¦ Radiant Barrier | 2036 | Technical | MW | After Competition Groups | 0.011596 | 0 | 0 | 2490.1139 | 4.6568e-06 | 79 | Residential_2036_Technical_MW_After Competition Groups_79 | Radiant Barrier | 0.0004657% | 0 | 0.011596 | Residential_2036_Technical_MW_After Competition Groups_Radiant Barrier
Residential | Res ¦ Photocell Controls (Outdoor) | 2036 | Technical | MW | After Competition Groups | 4.227e-05 | 0 | 0 | 2490.1139 | 1.6975e-08 | 80 | Residential_2036_Technical_MW_After Competition Groups_80 | Photocell Controls (Outdoor) | 1.698e-06% | 0 | 4.227e-05 | Residential_2036_Technical_MW_After Competition Groups_Photocell Controls (Outdoor)
Residential | Res ¦ Ductless Mini-Split Heat Pump | 2037 | Economic | MW | After Competition Groups | 226.5851 | 0 | 0 | 1388.253 | 0.16322 | 1 | Residential_2037_Economic_MW_After Competition Groups_1 | Ductless Mini-Split Heat Pump | 16.32% | 0 | 226.5851 | Residential_2037_Economic_MW_After Competition Groups_Ductless Mini-Split Heat Pump
Residential | Res ¦ Adaptive Thermostat | 2037 | Economic | MW | After Competition Groups | 203.0972 | 0 | 0 | 1388.253 | 0.1463 | 2 | Residential_2037_Economic_MW_After Competition Groups_2 | Adaptive Thermostat | 14.63% | 0 | 203.0972 | Residential_2037_Economic_MW_After Competition Groups_Adaptive Thermostat
Residential | Res ¦ Energy Star Air Source Heat Pump | 2037 | Economic | MW | After Competition Groups | 129.0571 | 0 | 0 | 1388.253 | 0.092964 | 3 | Residential_2037_Economic_MW_After Competition Groups_3 | Energy Star Air Source Heat Pump | 9.296% | 0 | 129.0571 | Residential_2037_Economic_MW_After Competition Groups_Energy Star Air Source Heat Pump
Residential | Res ¦ Energy Star Clothes Washer | 2037 | Economic | MW | After Competition Groups | 100.7971 | 0 | 0 | 1388.253 | 0.072607 | 4 | Residential_2037_Economic_MW_After Competition Groups_4 | Energy Star Clothes Washer | 7.261% | 0 | 100.7971 | Residential_2037_Economic_MW_After Competition Groups_Energy Star Clothes Washer
Residential | Res ¦ Energy Star Room Air Conditioner | 2037 | Economic | MW | After Competition Groups | 80.8048 | 0 | 0 | 1388.253 | 0.058206 | 5 | Residential_2037_Economic_MW_After Competition Groups_5 | Energy Star Room Air Conditioner | 5.821% | 0 | 80.8048 | Residential_2037_Economic_MW_After Competition Groups_Energy Star Room Air Conditioner
Residential | Res ¦ Building Recommissioning, Operations and Maintenance (O&M) Improvements | 2037 | Economic | MW | After Competition Groups | 72.8307 | 0 | 0 | 1388.253 | 0.052462 | 6 | Residential_2037_Economic_MW_After Competition Groups_6 | Building Recommissioning, Operations and Maintenance (O&M) Improvements | 5.246% | 0 | 72.8307 | Residential_2037_Economic_MW_After Competition Groups_Building Recommissioning, Operations and Maintenance (O&M) Improvements
Residential | Res ¦ Basement Wall Insulation | 2037 | Economic | MW | After Competition Groups | 67.1759 | 0 | 0 | 1388.253 | 0.048389 | 7 | Residential_2037_Economic_MW_After Competition Groups_7 | Basement Wall Insulation | 4.839% | 0 | 67.1759 | Residential_2037_Economic_MW_After Competition Groups_Basement Wall Insulation
Residential | Res ¦ Energy Star LED Bulbs General Purpose LEDs | 2037 | Economic | MW | After Competition Groups | 61.4876 | 0 | 0 | 1388.253 | 0.044291 | 8 | Residential_2037_Economic_MW_After Competition Groups_8 | Energy Star LED Bulbs General Purpose LEDs | 4.429% | 0 | 61.4876 | Residential_2037_Economic_MW_After Competition Groups_Energy Star LED Bulbs General Purpose LEDs
Residential | Res ¦ Energy Star A Line, PAR, MR Lamps | 2037 | Economic | MW | After Competition Groups | 52.7699 | 0 | 0 | 1388.253 | 0.038012 | 9 | Residential_2037_Economic_MW_After Competition Groups_9 | Energy Star A Line, PAR, MR Lamps | 3.801% | 0 | 52.7699 | Residential_2037_Economic_MW_After Competition Groups_Energy Star A Line, PAR, MR Lamps
Residential | Res ¦ Variable Speed Pool Pump Motor | 2037 | Economic | MW | After Competition Groups | 52.0222 | 0 | 0 | 1388.253 | 0.037473 | 10 | Residential_2037_Economic_MW_After Competition Groups_10 | Variable Speed Pool Pump Motor | 3.747% | 0 | 52.0222 | Residential_2037_Economic_MW_After Competition Groups_Variable Speed Pool Pump Motor
Residential | Res ¦ Attic Insulation | 2037 | Economic | MW | After Competition Groups | 51.8218 | 0 | 0 | 1388.253 | 0.037329 | 11 | Residential_2037_Economic_MW_After Competition Groups_11 | Attic Insulation | 3.733% | 0 | 51.8218 | Residential_2037_Economic_MW_After Competition Groups_Attic Insulation
Residential | Res ¦ Smart Burners | 2037 | Economic | MW | After Competition Groups | 43.9631 | 0 | 0 | 1388.253 | 0.031668 | 12 | Residential_2037_Economic_MW_After Competition Groups_12 | Smart Burners | 3.167% | 0 | 43.9631 | Residential_2037_Economic_MW_After Competition Groups_Smart Burners
Residential | Res ¦ Energy Star Clothes Dryer | 2037 | Economic | MW | After Competition Groups | 41.5863 | 0 | 0 | 1388.253 | 0.029956 | 13 | Residential_2037_Economic_MW_After Competition Groups_13 | Energy Star Clothes Dryer | 2.996% | 0 | 41.5863 | Residential_2037_Economic_MW_After Competition Groups_Energy Star Clothes Dryer
Residential | Res ¦ Home Energy Reports | 2037 | Economic | MW | After Competition Groups | 17.3049 | 0 | 0 | 1388.253 | 0.012465 | 14 | Residential_2037_Economic_MW_After Competition Groups_14 | Home Energy Reports | 1.247% | 0 | 17.3049 | Residential_2037_Economic_MW_After Competition Groups_Home Energy Reports
Residential | Res ¦ Energy Star Torchiere | 2037 | Economic | MW | After Competition Groups | 16.7851 | 0 | 0 | 1388.253 | 0.012091 | 15 | Residential_2037_Economic_MW_After Competition Groups_15 | Energy Star Torchiere | 1.209% | 0 | 16.7851 | Residential_2037_Economic_MW_After Competition Groups_Energy Star Torchiere
Residential | Res ¦ Duct Insulation | 2037 | Economic | MW | After Competition Groups | 15.7159 | 0 | 0 | 1388.253 | 0.011321 | 16 | Residential_2037_Economic_MW_After Competition Groups_16 | Duct Insulation | 1.132% | 0 | 15.7159 | Residential_2037_Economic_MW_After Competition Groups_Duct Insulation
Residential | Res ¦ Air Sealing | 2037 | Economic | MW | After Competition Groups | 14.2891 | 0 | 0 | 1388.253 | 0.010293 | 17 | Residential_2037_Economic_MW_After Competition Groups_17 | Air Sealing | 1.029% | 0 | 14.2891 | Residential_2037_Economic_MW_After Competition Groups_Air Sealing
Residential | Res ¦ Floor Insulation | 2037 | Economic | MW | After Competition Groups | 13.5817 | 0 | 0 | 1388.253 | 0.0097833 | 18 | Residential_2037_Economic_MW_After Competition Groups_18 | Floor Insulation | 0.9783% | 0 | 13.5817 | Residential_2037_Economic_MW_After Competition Groups_Floor Insulation
Residential | Res ¦ High Efficiency Chiller (avg of water and air cooled) | 2037 | Economic | MW | After Competition Groups | 12.9137 | 0 | 0 | 1388.253 | 0.0093021 | 19 | Residential_2037_Economic_MW_After Competition Groups_19 | High Efficiency Chiller (avg of water and air cooled) | 0.9302% | 0 | 12.9137 | Residential_2037_Economic_MW_After Competition Groups_High Efficiency Chiller (avg of water and air cooled)
Residential | Res ¦ Advanced BAS/Controllers | 2037 | Economic | MW | After Competition Groups | 10.6596 | 0 | 0 | 1388.253 | 0.0076785 | 20 | Residential_2037_Economic_MW_After Competition Groups_20 | Advanced BAS/Controllers | 0.7678% | 0 | 10.6596 | Residential_2037_Economic_MW_After Competition Groups_Advanced BAS/Controllers
Residential | Res ¦ Clothes Drying Racks | 2037 | Economic | MW | After Competition Groups | 9.8644 | 0 | 0 | 1388.253 | 0.0071056 | 21 | Residential_2037_Economic_MW_After Competition Groups_21 | Clothes Drying Racks | 0.7106% | 0 | 9.8644 | Residential_2037_Economic_MW_After Competition Groups_Clothes Drying Racks
Residential | Res ¦ Refrigerator Recycling | 2037 | Economic | MW | After Competition Groups | 8.3594 | 0 | 0 | 1388.253 | 0.0060215 | 22 | Residential_2037_Economic_MW_After Competition Groups_22 | Refrigerator Recycling | 0.6022% | 0 | 8.3594 | Residential_2037_Economic_MW_After Competition Groups_Refrigerator Recycling
Residential | Res ¦ Energy Star Freezer | 2037 | Economic | MW | After Competition Groups | 7.9965 | 0 | 0 | 1388.253 | 0.0057601 | 23 | Residential_2037_Economic_MW_After Competition Groups_23 | Energy Star Freezer | 0.576% | 0 | 7.9965 | Residential_2037_Economic_MW_After Competition Groups_Energy Star Freezer
Residential | Res ¦ Freezer Recycling | 2037 | Economic | MW | After Competition Groups | 7.7875 | 0 | 0 | 1388.253 | 0.0056095 | 24 | Residential_2037_Economic_MW_After Competition Groups_24 | Freezer Recycling | 0.561% | 0 | 7.7875 | Residential_2037_Economic_MW_After Competition Groups_Freezer Recycling
Residential | Res ¦ Energy Star Dehumidifier | 2037 | Economic | MW | After Competition Groups | 7.3609 | 0 | 0 | 1388.253 | 0.0053023 | 25 | Residential_2037_Economic_MW_After Competition Groups_25 | Energy Star Dehumidifier | 0.5302% | 0 | 7.3609 | Residential_2037_Economic_MW_After Competition Groups_Energy Star Dehumidifier
Residential | Res ¦ Duct Insulation MF | 2037 | Economic | MW | After Competition Groups | 7.2172 | 0 | 0 | 1388.253 | 0.0051988 | 26 | Residential_2037_Economic_MW_After Competition Groups_26 | Duct Insulation MF | 0.5199% | 0 | 7.2172 | Residential_2037_Economic_MW_After Competition Groups_Duct Insulation MF
Residential | Res ¦ Energy Star Light Fixture | 2037 | Economic | MW | After Competition Groups | 7.1229 | 0 | 0 | 1388.253 | 0.0051308 | 27 | Residential_2037_Economic_MW_After Competition Groups_27 | Energy Star Light Fixture | 0.5131% | 0 | 7.1229 | Residential_2037_Economic_MW_After Competition Groups_Energy Star Light Fixture
Residential | Res ¦ Occupancy Sensors MF | 2037 | Economic | MW | After Competition Groups | 6.8749 | 0 | 0 | 1388.253 | 0.0049522 | 28 | Residential_2037_Economic_MW_After Competition Groups_28 | Occupancy Sensors MF | 0.4952% | 0 | 6.8749 | Residential_2037_Economic_MW_After Competition Groups_Occupancy Sensors MF
Residential | Res ¦ Heat Recovery Ventilator | 2037 | Economic | MW | After Competition Groups | 6.0514 | 0 | 0 | 1388.253 | 0.004359 | 29 | Residential_2037_Economic_MW_After Competition Groups_29 | Heat Recovery Ventilator | 0.4359% | 0 | 6.0514 | Residential_2037_Economic_MW_After Competition Groups_Heat Recovery Ventilator
Residential | Res ¦ LED Tube Re-Lamp | 2037 | Economic | MW | After Competition Groups | 4.2503 | 0 | 0 | 1388.253 | 0.0030616 | 30 | Residential_2037_Economic_MW_After Competition Groups_30 | LED Tube Re-Lamp | 0.3062% | 0 | 4.2503 | Residential_2037_Economic_MW_After Competition Groups_LED Tube Re-Lamp
Residential | Res ¦ Minimize Hot and Warm Clothes Wash | 2037 | Economic | MW | After Competition Groups | 4.1319 | 0 | 0 | 1388.253 | 0.0029763 | 31 | Residential_2037_Economic_MW_After Competition Groups_31 | Minimize Hot and Warm Clothes Wash | 0.2976% | 0 | 4.1319 | Residential_2037_Economic_MW_After Competition Groups_Minimize Hot and Warm Clothes Wash
Residential | Res ¦ Tankless Water Heater | 2037 | Economic | MW | After Competition Groups | 3.5223 | 0 | 0 | 1388.253 | 0.0025372 | 32 | Residential_2037_Economic_MW_After Competition Groups_32 | Tankless Water Heater | 0.2537% | 0 | 3.5223 | Residential_2037_Economic_MW_After Competition Groups_Tankless Water Heater
Residential | Res ¦ Outside Air Economizer | 2037 | Economic | MW | After Competition Groups | 3.4657 | 0 | 0 | 1388.253 | 0.0024965 | 33 | Residential_2037_Economic_MW_After Competition Groups_33 | Outside Air Economizer | 0.2496% | 0 | 3.4657 | Residential_2037_Economic_MW_After Competition Groups_Outside Air Economizer
Residential | Res ¦ Condensing Make Up Air Unit | 2037 | Economic | MW | After Competition Groups | 2.3018 | 0 | 0 | 1388.253 | 0.0016581 | 34 | Residential_2037_Economic_MW_After Competition Groups_34 | Condensing Make Up Air Unit | 0.1658% | 0 | 2.3018 | Residential_2037_Economic_MW_After Competition Groups_Condensing Make Up Air Unit
Residential | Res ¦ CO Sensors for parking garage exhaust fans | 2037 | Economic | MW | After Competition Groups | 2.1866 | 0 | 0 | 1388.253 | 0.0015751 | 35 | Residential_2037_Economic_MW_After Competition Groups_35 | CO Sensors for parking garage exhaust fans | 0.1575% | 0 | 2.1866 | Residential_2037_Economic_MW_After Competition Groups_CO Sensors for parking garage exhaust fans
Residential | Res ¦ ENERGY STAR LED LAMPS (REFLECTOR LAMPs/MR16/PAR 16) | 2037 | Economic | MW | After Competition Groups | 1.8888 | 0 | 0 | 1388.253 | 0.0013606 | 36 | Residential_2037_Economic_MW_After Competition Groups_36 | ENERGY STAR LED LAMPS (REFLECTOR LAMPs/MR16/PAR 16) | 0.1361% | 0 | 1.8888 | Residential_2037_Economic_MW_After Competition Groups_ENERGY STAR LED LAMPS (REFLECTOR LAMPs/MR16/PAR 16)
Residential | Res ¦ Demand Control Ventilation | 2037 | Economic | MW | After Competition Groups | 1.8734 | 0 | 0 | 1388.253 | 0.0013495 | 37 | Residential_2037_Economic_MW_After Competition Groups_37 | Demand Control Ventilation | 0.1349% | 0 | 1.8734 | Residential_2037_Economic_MW_After Competition Groups_Demand Control Ventilation
Residential | Res ¦ Furnace Whistle | 2037 | Economic | MW | After Competition Groups | 1.8002 | 0 | 0 | 1388.253 | 0.0012968 | 38 | Residential_2037_Economic_MW_After Competition Groups_38 | Furnace Whistle | 0.1297% | 0 | 1.8002 | Residential_2037_Economic_MW_After Competition Groups_Furnace Whistle
Residential | Res ¦ Wall Insulation | 2037 | Economic | MW | After Competition Groups | 1.6533 | 0 | 0 | 1388.253 | 0.0011909 | 39 | Residential_2037_Economic_MW_After Competition Groups_39 | Wall Insulation | 0.1191% | 0 | 1.6533 | Residential_2037_Economic_MW_After Competition Groups_Wall Insulation
Residential | Res ¦ Comprehensive Draft Proofing | 2037 | Economic | MW | After Competition Groups | 1.5298 | 0 | 0 | 1388.253 | 0.0011019 | 40 | Residential_2037_Economic_MW_After Competition Groups_40 | Comprehensive Draft Proofing | 0.1102% | 0 | 1.5298 | Residential_2037_Economic_MW_After Competition Groups_Comprehensive Draft Proofing
Residential | Res ¦ Variable Frequency Drive (VFD) | 2037 | Economic | MW | After Competition Groups | 1.4838 | 0 | 0 | 1388.253 | 0.0010688 | 41 | Residential_2037_Economic_MW_After Competition Groups_41 | Variable Frequency Drive (VFD) | 0.1069% | 0 | 1.4838 | Residential_2037_Economic_MW_After Competition Groups_Variable Frequency Drive (VFD)
Residential | Res ¦ Water Heater Temperature Setback | 2037 | Economic | MW | After Competition Groups | 0.93839 | 0 | 0 | 1388.253 | 0.00067595 | 42 | Residential_2037_Economic_MW_After Competition Groups_42 | Water Heater Temperature Setback | 0.0676% | 0 | 0.93839 | Residential_2037_Economic_MW_After Competition Groups_Water Heater Temperature Setback
Residential | Res ¦ LED Parking Lot Fixture | 2037 | Economic | MW | After Competition Groups | 0.87081 | 0 | 0 | 1388.253 | 0.00062727 | 43 | Residential_2037_Economic_MW_After Competition Groups_43 | LED Parking Lot Fixture | 0.06273% | 0 | 0.87081 | Residential_2037_Economic_MW_After Competition Groups_LED Parking Lot Fixture
Residential | Res ¦ VFD on Pumps | 2037 | Economic | MW | After Competition Groups | 0.45627 | 0 | 0 | 1388.253 | 0.00032867 | 44 | Residential_2037_Economic_MW_After Competition Groups_44 | VFD on Pumps | 0.03287% | 0 | 0.45627 | Residential_2037_Economic_MW_After Competition Groups_VFD on Pumps
Residential | Res ¦ ENERGY STAR LED Lamps (General Service Lamps) | 2037 | Economic | MW | After Competition Groups | 0.44541 | 0 | 0 | 1388.253 | 0.00032084 | 45 | Residential_2037_Economic_MW_After Competition Groups_45 | ENERGY STAR LED Lamps (General Service Lamps) | 0.03208% | 0 | 0.44541 | Residential_2037_Economic_MW_After Competition Groups_ENERGY STAR LED Lamps (General Service Lamps)
Residential | Res ¦ LED Exterior Area Lights - LED Fixture (200W) | 2037 | Economic | MW | After Competition Groups | 0.4101 | 0 | 0 | 1388.253 | 0.00029541 | 46 | Residential_2037_Economic_MW_After Competition Groups_46 | LED Exterior Area Lights - LED Fixture (200W) | 0.02954% | 0 | 0.4101 | Residential_2037_Economic_MW_After Competition Groups_LED Exterior Area Lights - LED Fixture (200W)
Residential | Res ¦ ECM MOTORS FOR HVAC APPLICATION (FAN-POWERED VAV BOX) | 2037 | Economic | MW | After Competition Groups | 0.36303 | 0 | 0 | 1388.253 | 0.0002615 | 47 | Residential_2037_Economic_MW_After Competition Groups_47 | ECM MOTORS FOR HVAC APPLICATION (FAN-POWERED VAV BOX) | 0.02615% | 0 | 0.36303 | Residential_2037_Economic_MW_After Competition Groups_ECM MOTORS FOR HVAC APPLICATION (FAN-POWERED VAV BOX)
Residential | Res ¦ Chilled Water Optimization | 2037 | Economic | MW | After Competition Groups | 0.32026 | 0 | 0 | 1388.253 | 0.00023069 | 48 | Residential_2037_Economic_MW_After Competition Groups_48 | Chilled Water Optimization | 0.02307% | 0 | 0.32026 | Residential_2037_Economic_MW_After Competition Groups_Chilled Water Optimization
Residential | Res ¦ Beverage Vending Machine Controls | 2037 | Economic | MW | After Competition Groups | 0.25964 | 0 | 0 | 1388.253 | 0.00018703 | 49 | Residential_2037_Economic_MW_After Competition Groups_49 | Beverage Vending Machine Controls | 0.0187% | 0 | 0.25964 | Residential_2037_Economic_MW_After Competition Groups_Beverage Vending Machine Controls
Residential | Res ¦ LED Downlight | 2037 | Economic | MW | After Competition Groups | 0.18836 | 0 | 0 | 1388.253 | 0.00013568 | 50 | Residential_2037_Economic_MW_After Competition Groups_50 | LED Downlight | 0.01357% | 0 | 0.18836 | Residential_2037_Economic_MW_After Competition Groups_LED Downlight
Residential | Res ¦ LED High Bay Fixture | 2037 | Economic | MW | After Competition Groups | 0.01735 | 0 | 0 | 1388.253 | 1.2498e-05 | 51 | Residential_2037_Economic_MW_After Competition Groups_51 | LED High Bay Fixture | 0.00125% | 0 | 0.01735 | Residential_2037_Economic_MW_After Competition Groups_LED High Bay Fixture
Residential | Res ¦ Wall Insulation MF | 2037 | Economic | MW | After Competition Groups | 0.011832 | 0 | 0 | 1388.253 | 8.523e-06 | 52 | Residential_2037_Economic_MW_After Competition Groups_52 | Wall Insulation MF | 0.0008523% | 0 | 0.011832 | Residential_2037_Economic_MW_After Competition Groups_Wall Insulation MF
Residential | Res ¦ Smart Power Bar | 2037 | Economic | MW | After Competition Groups | 0 | 0 | 0 | 1388.253 | 0 | 53 | Residential_2037_Economic_MW_After Competition Groups_53 | Smart Power Bar | 0% | 0 | 0 | Residential_2037_Economic_MW_After Competition Groups_Smart Power Bar
Residential | Res ¦ Ductless Mini-Split Heat Pump | 2037 | SC A | MW | After Competition Groups | 130.5798 | 0 | 0 | 614.7384 | 0.21242 | 1 | Residential_2037_SC A_MW_After Competition Groups_1 | Ductless Mini-Split Heat Pump | 21.24% | 0 | 130.5798 | Residential_2037_SC A_MW_After Competition Groups_Ductless Mini-Split Heat Pump
Residential | Res ¦ Building Recommissioning, Operations and Maintenance (O&M) Improvements | 2037 | SC A | MW | After Competition Groups | 66.9655 | 0 | 0 | 614.7384 | 0.10893 | 2 | Residential_2037_SC A_MW_After Competition Groups_2 | Building Recommissioning, Operations and Maintenance (O&M) Improvements | 10.89% | 0 | 66.9655 | Residential_2037_SC A_MW_After Competition Groups_Building Recommissioning, Operations and Maintenance (O&M) Improvements
Residential | Res ¦ Energy Star Clothes Washer | 2037 | SC A | MW | After Competition Groups | 58.7756 | 0 | 0 | 614.7384 | 0.095611 | 3 | Residential_2037_SC A_MW_After Competition Groups_3 | Energy Star Clothes Washer | 9.561% | 0 | 58.7756 | Residential_2037_SC A_MW_After Competition Groups_Energy Star Clothes Washer
Residential | Res ¦ Adaptive Thermostat | 2037 | SC A | MW | After Competition Groups | 42.2268 | 0 | 0 | 614.7384 | 0.068691 | 4 | Residential_2037_SC A_MW_After Competition Groups_4 | Adaptive Thermostat | 6.869% | 0 | 42.2268 | Residential_2037_SC A_MW_After Competition Groups_Adaptive Thermostat
Residential | Res ¦ Energy Star Air Source Heat Pump | 2037 | SC A | MW | After Competition Groups | 38.0418 | 0 | 0 | 614.7384 | 0.061883 | 5 | Residential_2037_SC A_MW_After Competition Groups_5 | Energy Star Air Source Heat Pump | 6.188% | 0 | 38.0418 | Residential_2037_SC A_MW_After Competition Groups_Energy Star Air Source Heat Pump
Residential | Res ¦ Variable Speed Pool Pump Motor | 2037 | SC A | MW | After Competition Groups | 37.4239 | 0 | 0 | 614.7384 | 0.060878 | 6 | Residential_2037_SC A_MW_After Competition Groups_6 | Variable Speed Pool Pump Motor | 6.088% | 0 | 37.4239 | Residential_2037_SC A_MW_After Competition Groups_Variable Speed Pool Pump Motor
Residential | Res ¦ Basement Wall Insulation | 2037 | SC A | MW | After Competition Groups | 32.7736 | 0 | 0 | 614.7384 | 0.053313 | 7 | Residential_2037_SC A_MW_After Competition Groups_7 | Basement Wall Insulation | 5.331% | 0 | 32.7736 | Residential_2037_SC A_MW_After Competition Groups_Basement Wall Insulation
Residential | Res ¦ Energy Star LED Specialty Bulbs | 2037 | SC A | MW | After Competition Groups | 32.2842 | 0 | 0 | 614.7384 | 0.052517 | 8 | Residential_2037_SC A_MW_After Competition Groups_8 | Energy Star LED Specialty Bulbs | 5.252% | 0 | 32.2842 | Residential_2037_SC A_MW_After Competition Groups_Energy Star LED Specialty Bulbs
Residential | Res ¦ Energy Star Room Air Conditioner | 2037 | SC A | MW | After Competition Groups | 22.2935 | 0 | 0 | 614.7384 | 0.036265 | 9 | Residential_2037_SC A_MW_After Competition Groups_9 | Energy Star Room Air Conditioner | 3.627% | 0 | 22.2935 | Residential_2037_SC A_MW_After Competition Groups_Energy Star Room Air Conditioner
Residential | Res ¦ Energy Star A Line, PAR, MR Lamps | 2037 | SC A | MW | After Competition Groups | 16.2565 | 0 | 0 | 614.7384 | 0.026445 | 10 | Residential_2037_SC A_MW_After Competition Groups_10 | Energy Star A Line, PAR, MR Lamps | 2.644% | 0 | 16.2565 | Residential_2037_SC A_MW_After Competition Groups_Energy Star A Line, PAR, MR Lamps
Residential | Res ¦ Energy Star LED Bulbs General Purpose LEDs | 2037 | SC A | MW | After Competition Groups | 13.3942 | 0 | 0 | 614.7384 | 0.021788 | 11 | Residential_2037_SC A_MW_After Competition Groups_11 | Energy Star LED Bulbs General Purpose LEDs | 2.179% | 0 | 13.3942 | Residential_2037_SC A_MW_After Competition Groups_Energy Star LED Bulbs General Purpose LEDs
Residential | Res ¦ Home Energy Reports | 2037 | SC A | MW | After Competition Groups | 12.1317 | 0 | 0 | 614.7384 | 0.019735 | 12 | Residential_2037_SC A_MW_After Competition Groups_12 | Home Energy Reports | 1.973% | 0 | 12.1317 | Residential_2037_SC A_MW_After Competition Groups_Home Energy Reports
Residential | Res ¦ Energy Star Clothes Dryer | 2037 | SC A | MW | After Competition Groups | 11.9843 | 0 | 0 | 614.7384 | 0.019495 | 13 | Residential_2037_SC A_MW_After Competition Groups_13 | Energy Star Clothes Dryer | 1.949% | 0 | 11.9843 | Residential_2037_SC A_MW_After Competition Groups_Energy Star Clothes Dryer
Residential | Res ¦ High Efficiency Chiller (avg of water and air cooled) | 2037 | SC A | MW | After Competition Groups | 11.4865 | 0 | 0 | 614.7384 | 0.018685 | 14 | Residential_2037_SC A_MW_After Competition Groups_14 | High Efficiency Chiller (avg of water and air cooled) | 1.869% | 0 | 11.4865 | Residential_2037_SC A_MW_After Competition Groups_High Efficiency Chiller (avg of water and air cooled)
Residential | Res ¦ Attic Insulation | 2037 | SC A | MW | After Competition Groups | 9.7713 | 0 | 0 | 614.7384 | 0.015895 | 15 | Residential_2037_SC A_MW_After Competition Groups_15 | Attic Insulation | 1.59% | 0 | 9.7713 | Residential_2037_SC A_MW_After Competition Groups_Attic Insulation
Residential | Res ¦ Energy Star Torchiere | 2037 | SC A | MW | After Competition Groups | 9.7527 | 0 | 0 | 614.7384 | 0.015865 | 16 | Residential_2037_SC A_MW_After Competition Groups_16 | Energy Star Torchiere | 1.586% | 0 | 9.7527 | Residential_2037_SC A_MW_After Competition Groups_Energy Star Torchiere
Residential | Res ¦ Occupancy Sensors MF | 2037 | SC A | MW | After Competition Groups | 7.8312 | 0 | 0 | 614.7384 | 0.012739 | 17 | Residential_2037_SC A_MW_After Competition Groups_17 | Occupancy Sensors MF | 1.274% | 0 | 7.8312 | Residential_2037_SC A_MW_After Competition Groups_Occupancy Sensors MF
Residential | Res ¦ Smart Burners | 2037 | SC A | MW | After Competition Groups | 7.7476 | 0 | 0 | 614.7384 | 0.012603 | 18 | Residential_2037_SC A_MW_After Competition Groups_18 | Smart Burners | 1.26% | 0 | 7.7476 | Residential_2037_SC A_MW_After Competition Groups_Smart Burners
Residential | Res ¦ Advanced BAS/Controllers | 2037 | SC A | MW | After Competition Groups | 7.1723 | 0 | 0 | 614.7384 | 0.011667 | 19 | Residential_2037_SC A_MW_After Competition Groups_19 | Advanced BAS/Controllers | 1.167% | 0 | 7.1723 | Residential_2037_SC A_MW_After Competition Groups_Advanced BAS/Controllers
Residential | Res ¦ Refrigerator Recycling | 2037 | SC A | MW | After Competition Groups | 6.0026 | 0 | 0 | 614.7384 | 0.0097645 | 20 | Residential_2037_SC A_MW_After Competition Groups_20 | Refrigerator Recycling | 0.9764% | 0 | 6.0026 | Residential_2037_SC A_MW_After Competition Groups_Refrigerator Recycling
Residential | Res ¦ Energy Star Freezer | 2037 | SC A | MW | After Competition Groups | 4.6098 | 0 | 0 | 614.7384 | 0.0074988 | 21 | Residential_2037_SC A_MW_After Competition Groups_21 | Energy Star Freezer | 0.7499% | 0 | 4.6098 | Residential_2037_SC A_MW_After Competition Groups_Energy Star Freezer
Residential | Res ¦ Air Sealing | 2037 | SC A | MW | After Competition Groups | 3.6921 | 0 | 0 | 614.7384 | 0.006006 | 22 | Residential_2037_SC A_MW_After Competition Groups_22 | Air Sealing | 0.6006% | 0 | 3.6921 | Residential_2037_SC A_MW_After Competition Groups_Air Sealing
Residential | Res ¦ LED Tube Re-Lamp | 2037 | SC A | MW | After Competition Groups | 3.6688 | 0 | 0 | 614.7384 | 0.0059681 | 23 | Residential_2037_SC A_MW_After Competition Groups_23 | LED Tube Re-Lamp | 0.5968% | 0 | 3.6688 | Residential_2037_SC A_MW_After Competition Groups_LED Tube Re-Lamp
Residential | Res ¦ Outside Air Economizer | 2037 | SC A | MW | After Competition Groups | 3.2701 | 0 | 0 | 614.7384 | 0.0053195 | 24 | Residential_2037_SC A_MW_After Competition Groups_24 | Outside Air Economizer | 0.532% | 0 | 3.2701 | Residential_2037_SC A_MW_After Competition Groups_Outside Air Economizer
Residential | Res ¦ Energy Star Light Fixture | 2037 | SC A | MW | After Competition Groups | 3.2428 | 0 | 0 | 614.7384 | 0.0052751 | 25 | Residential_2037_SC A_MW_After Competition Groups_25 | Energy Star Light Fixture | 0.5275% | 0 | 3.2428 | Residential_2037_SC A_MW_After Competition Groups_Energy Star Light Fixture
Residential | Res ¦ Minimize Hot and Warm Clothes Wash | 2037 | SC A | MW | After Competition Groups | 3.05 | 0 | 0 | 614.7384 | 0.0049614 | 26 | Residential_2037_SC A_MW_After Competition Groups_26 | Minimize Hot and Warm Clothes Wash | 0.4961% | 0 | 3.05 | Residential_2037_SC A_MW_After Competition Groups_Minimize Hot and Warm Clothes Wash
Residential | Res ¦ ENERGY STAR LED LAMPS (REFLECTOR LAMPs/MR16/PAR 16) | 2037 | SC A | MW | After Competition Groups | 2.0969 | 0 | 0 | 614.7384 | 0.0034111 | 27 | Residential_2037_SC A_MW_After Competition Groups_27 | ENERGY STAR LED LAMPS (REFLECTOR LAMPs/MR16/PAR 16) | 0.3411% | 0 | 2.0969 | Residential_2037_SC A_MW_After Competition Groups_ENERGY STAR LED LAMPS (REFLECTOR LAMPs/MR16/PAR 16)
Residential | Res ¦ Furnace Whistle | 2037 | SC A | MW | After Competition Groups | 1.6635 | 0 | 0 | 614.7384 | 0.002706 | 28 | Residential_2037_SC A_MW_After Competition Groups_28 | Furnace Whistle | 0.2706% | 0 | 1.6635 | Residential_2037_SC A_MW_After Competition Groups_Furnace Whistle
Residential | Res ¦ Variable Frequency Drive (VFD) | 2037 | SC A | MW | After Competition Groups | 1.371 | 0 | 0 | 614.7384 | 0.0022303 | 29 | Residential_2037_SC A_MW_After Competition Groups_29 | Variable Frequency Drive (VFD) | 0.223% | 0 | 1.371 | Residential_2037_SC A_MW_After Competition Groups_Variable Frequency Drive (VFD)
Residential | Res ¦ Comprehensive Draft Proofing | 2037 | SC A | MW | After Competition Groups | 1.3598 | 0 | 0 | 614.7384 | 0.002212 | 30 | Residential_2037_SC A_MW_After Competition Groups_30 | Comprehensive Draft Proofing | 0.2212% | 0 | 1.3598 | Residential_2037_SC A_MW_After Competition Groups_Comprehensive Draft Proofing
Residential | Res ¦ CO Sensors for parking garage exhaust fans | 2037 | SC A | MW | After Competition Groups | 1.2728 | 0 | 0 | 614.7384 | 0.0020705 | 31 | Residential_2037_SC A_MW_After Competition Groups_31 | CO Sensors for parking garage exhaust fans | 0.207% | 0 | 1.2728 | Residential_2037_SC A_MW_After Competition Groups_CO Sensors for parking garage exhaust fans
Residential | Res ¦ Energy Star Dehumidifier | 2037 | SC A | MW | After Competition Groups | 1.2493 | 0 | 0 | 614.7384 | 0.0020323 | 32 | Residential_2037_SC A_MW_After Competition Groups_32 | Energy Star Dehumidifier | 0.2032% | 0 | 1.2493 | Residential_2037_SC A_MW_After Competition Groups_Energy Star Dehumidifier
Residential | Res ¦ LED Downlight | 2037 | SC A | MW | After Competition Groups | 0.98427 | 0 | 0 | 614.7384 | 0.0016011 | 33 | Residential_2037_SC A_MW_After Competition Groups_33 | LED Downlight | 0.1601% | 0 | 0.98427 | Residential_2037_SC A_MW_After Competition Groups_LED Downlight
Residential | Res ¦ Demand Control Ventilation | 2037 | SC A | MW | After Competition Groups | 0.95078 | 0 | 0 | 614.7384 | 0.0015466 | 34 | Residential_2037_SC A_MW_After Competition Groups_34 | Demand Control Ventilation | 0.1547% | 0 | 0.95078 | Residential_2037_SC A_MW_After Competition Groups_Demand Control Ventilation
Residential | Res ¦ LED Parking Lot Fixture | 2037 | SC A | MW | After Competition Groups | 0.91784 | 0 | 0 | 614.7384 | 0.0014931 | 35 | Residential_2037_SC A_MW_After Competition Groups_35 | LED Parking Lot Fixture | 0.1493% | 0 | 0.91784 | Residential_2037_SC A_MW_After Competition Groups_LED Parking Lot Fixture
Residential | Res ¦ Tankless Water Heater | 2037 | SC A | MW | After Competition Groups | 0.87818 | 0 | 0 | 614.7384 | 0.0014285 | 36 | Residential_2037_SC A_MW_After Competition Groups_36 | Tankless Water Heater | 0.1429% | 0 | 0.87818 | Residential_2037_SC A_MW_After Competition Groups_Tankless Water Heater
Residential | Res ¦ Water Heater Temperature Setback | 2037 | SC A | MW | After Competition Groups | 0.86361 | 0 | 0 | 614.7384 | 0.0014048 | 37 | Residential_2037_SC A_MW_After Competition Groups_37 | Water Heater Temperature Setback | 0.1405% | 0 | 0.86361 | Residential_2037_SC A_MW_After Competition Groups_Water Heater Temperature Setback
Residential | Res ¦ Clothes Drying Racks | 2037 | SC A | MW | After Competition Groups | 0.6415 | 0 | 0 | 614.7384 | 0.0010435 | 38 | Residential_2037_SC A_MW_After Competition Groups_38 | Clothes Drying Racks | 0.1044% | 0 | 0.6415 | Residential_2037_SC A_MW_After Competition Groups_Clothes Drying Racks
Residential | Res ¦ Floor Insulation | 2037 | SC A | MW | After Competition Groups | 0.63955 | 0 | 0 | 614.7384 | 0.0010404 | 39 | Residential_2037_SC A_MW_After Competition Groups_39 | Floor Insulation | 0.104% | 0 | 0.63955 | Residential_2037_SC A_MW_After Competition Groups_Floor Insulation
Residential | Res ¦ Condensing Make Up Air Unit | 2037 | SC A | MW | After Competition Groups | 0.52448 | 0 | 0 | 614.7384 | 0.00085318 | 40 | Residential_2037_SC A_MW_After Competition Groups_40 | Condensing Make Up Air Unit | 0.08532% | 0 | 0.52448 | Residential_2037_SC A_MW_After Competition Groups_Condensing Make Up Air Unit
Residential | Res ¦ ENERGY STAR LED Lamps (General Service Lamps) | 2037 | SC A | MW | After Competition Groups | 0.46173 | 0 | 0 | 614.7384 | 0.00075109 | 41 | Residential_2037_SC A_MW_After Competition Groups_41 | ENERGY STAR LED Lamps (General Service Lamps) | 0.07511% | 0 | 0.46173 | Residential_2037_SC A_MW_After Competition Groups_ENERGY STAR LED Lamps (General Service Lamps)
Residential | Res ¦ LED Exterior Area Lights - LED Fixture (200W) | 2037 | SC A | MW | After Competition Groups | 0.4406 | 0 | 0 | 614.7384 | 0.00071673 | 42 | Residential_2037_SC A_MW_After Competition Groups_42 | LED Exterior Area Lights - LED Fixture (200W) | 0.07167% | 0 | 0.4406 | Residential_2037_SC A_MW_After Competition Groups_LED Exterior Area Lights - LED Fixture (200W)
Residential | Res ¦ VFD on Pumps | 2037 | SC A | MW | After Competition Groups | 0.40354 | 0 | 0 | 614.7384 | 0.00065643 | 43 | Residential_2037_SC A_MW_After Competition Groups_43 | VFD on Pumps | 0.06564% | 0 | 0.40354 | Residential_2037_SC A_MW_After Competition Groups_VFD on Pumps
Residential | Res ¦ Duct Insulation | 2037 | SC A | MW | After Competition Groups | 0.37932 | 0 | 0 | 614.7384 | 0.00061705 | 44 | Residential_2037_SC A_MW_After Competition Groups_44 | Duct Insulation | 0.0617% | 0 | 0.37932 | Residential_2037_SC A_MW_After Competition Groups_Duct Insulation
Residential | Res ¦ Heat Recovery Ventilator | 2037 | SC A | MW | After Competition Groups | 0.31276 | 0 | 0 | 614.7384 | 0.00050878 | 45 | Residential_2037_SC A_MW_After Competition Groups_45 | Heat Recovery Ventilator | 0.05088% | 0 | 0.31276 | Residential_2037_SC A_MW_After Competition Groups_Heat Recovery Ventilator
Residential | Res ¦ ECM MOTORS FOR HVAC APPLICATION (FAN-POWERED VAV BOX) | 2037 | SC A | MW | After Competition Groups | 0.2539 | 0 | 0 | 614.7384 | 0.00041302 | 46 | Residential_2037_SC A_MW_After Competition Groups_46 | ECM MOTORS FOR HVAC APPLICATION (FAN-POWERED VAV BOX) | 0.0413% | 0 | 0.2539 | Residential_2037_SC A_MW_After Competition Groups_ECM MOTORS FOR HVAC APPLICATION (FAN-POWERED VAV BOX)
Residential | Res ¦ Duct Insulation MF | 2037 | SC A | MW | After Competition Groups | 0.23629 | 0 | 0 | 614.7384 | 0.00038437 | 47 | Residential_2037_SC A_MW_After Competition Groups_47 | Duct Insulation MF | 0.03844% | 0 | 0.23629 | Residential_2037_SC A_MW_After Competition Groups_Duct Insulation MF
Residential | Res ¦ Chilled Water Optimization | 2037 | SC A | MW | After Competition Groups | 0.19911 | 0 | 0 | 614.7384 | 0.00032389 | 48 | Residential_2037_SC A_MW_After Competition Groups_48 | Chilled Water Optimization | 0.03239% | 0 | 0.19911 | Residential_2037_SC A_MW_After Competition Groups_Chilled Water Optimization
Residential | Res ¦ Beverage Vending Machine Controls | 2037 | SC A | MW | After Competition Groups | 0.16968 | 0 | 0 | 614.7384 | 0.00027601 | 49 | Residential_2037_SC A_MW_After Competition Groups_49 | Beverage Vending Machine Controls | 0.0276% | 0 | 0.16968 | Residential_2037_SC A_MW_After Competition Groups_Beverage Vending Machine Controls
Residential | Res ¦ LED High Bay Fixture | 2037 | SC A | MW | After Competition Groups | 0.016855 | 0 | 0 | 614.7384 | 2.7418e-05 | 50 | Residential_2037_SC A_MW_After Competition Groups_50 | LED High Bay Fixture | 0.002742% | 0 | 0.016855 | Residential_2037_SC A_MW_After Competition Groups_LED High Bay Fixture
Residential | Res ¦ Wall Insulation | 2037 | SC A | MW | After Competition Groups | 0.016456 | 0 | 0 | 614.7384 | 2.677e-05 | 51 | Residential_2037_SC A_MW_After Competition Groups_51 | Wall Insulation | 0.002677% | 0 | 0.016456 | Residential_2037_SC A_MW_After Competition Groups_Wall Insulation
Residential | Res ¦ Wall Insulation MF | 2037 | SC A | MW | After Competition Groups | 0.0049476 | 0 | 0 | 614.7384 | 8.0483e-06 | 52 | Residential_2037_SC A_MW_After Competition Groups_52 | Wall Insulation MF | 0.0008048% | 0 | 0.0049476 | Residential_2037_SC A_MW_After Competition Groups_Wall Insulation MF
Residential | Res ¦ Freezer Recycling | 2037 | SC A | MW | After Competition Groups | 0.00052709 | 0 | 0 | 614.7384 | 8.5742e-07 | 53 | Residential_2037_SC A_MW_After Competition Groups_53 | Freezer Recycling | 8.574e-05% | 0 | 0.00052709 | Residential_2037_SC A_MW_After Competition Groups_Freezer Recycling
Residential | Res ¦ Smart Power Bar | 2037 | SC A | MW | After Competition Groups | 0 | 0 | 0 | 614.7384 | 0 | 54 | Residential_2037_SC A_MW_After Competition Groups_54 | Smart Power Bar | 0% | 0 | 0 | Residential_2037_SC A_MW_After Competition Groups_Smart Power Bar
Residential | Res ¦ Ductless Mini-Split Heat Pump | 2037 | SC B | MW | After Competition Groups | 155.4426 | 0 | 0 | 939.3657 | 0.16548 | 1 | Residential_2037_SC B_MW_After Competition Groups_1 | Ductless Mini-Split Heat Pump | 16.55% | 0 | 155.4426 | Residential_2037_SC B_MW_After Competition Groups_Ductless Mini-Split Heat Pump
Residential | Res ¦ Adaptive Thermostat | 2037 | SC B | MW | After Competition Groups | 111.806 | 0 | 0 | 939.3657 | 0.11902 | 2 | Residential_2037_SC B_MW_After Competition Groups_2 | Adaptive Thermostat | 11.9% | 0 | 111.806 | Residential_2037_SC B_MW_After Competition Groups_Adaptive Thermostat
Residential | Res ¦ Energy Star Clothes Washer | 2037 | SC B | MW | After Competition Groups | 86.762 | 0 | 0 | 939.3657 | 0.092362 | 3 | Residential_2037_SC B_MW_After Competition Groups_3 | Energy Star Clothes Washer | 9.236% | 0 | 86.762 | Residential_2037_SC B_MW_After Competition Groups_Energy Star Clothes Washer
Residential | Res ¦ Building Recommissioning, Operations and Maintenance (O&M) Improvements | 2037 | SC B | MW | After Competition Groups | 85.9453 | 0 | 0 | 939.3657 | 0.091493 | 4 | Residential_2037_SC B_MW_After Competition Groups_4 | Building Recommissioning, Operations and Maintenance (O&M) Improvements | 9.149% | 0 | 85.9453 | Residential_2037_SC B_MW_After Competition Groups_Building Recommissioning, Operations and Maintenance (O&M) Improvements
Residential | Res ¦ Variable Speed Pool Pump Motor | 2037 | SC B | MW | After Competition Groups | 61.3892 | 0 | 0 | 939.3657 | 0.065352 | 5 | Residential_2037_SC B_MW_After Competition Groups_5 | Variable Speed Pool Pump Motor | 6.535% | 0 | 61.3892 | Residential_2037_SC B_MW_After Competition Groups_Variable Speed Pool Pump Motor
Residential | Res ¦ Energy Star Air Source Heat Pump | 2037 | SC B | MW | After Competition Groups | 52.6098 | 0 | 0 | 939.3657 | 0.056006 | 6 | Residential_2037_SC B_MW_After Competition Groups_6 | Energy Star Air Source Heat Pump | 5.601% | 0 | 52.6098 | Residential_2037_SC B_MW_After Competition Groups_Energy Star Air Source Heat Pump
Residential | Res ¦ Energy Star Room Air Conditioner | 2037 | SC B | MW | After Competition Groups | 39.9599 | 0 | 0 | 939.3657 | 0.042539 | 7 | Residential_2037_SC B_MW_After Competition Groups_7 | Energy Star Room Air Conditioner | 4.254% | 0 | 39.9599 | Residential_2037_SC B_MW_After Competition Groups_Energy Star Room Air Conditioner
Residential | Res ¦ Basement Wall Insulation | 2037 | SC B | MW | After Competition Groups | 33.5779 | 0 | 0 | 939.3657 | 0.035745 | 8 | Residential_2037_SC B_MW_After Competition Groups_8 | Basement Wall Insulation | 3.575% | 0 | 33.5779 | Residential_2037_SC B_MW_After Competition Groups_Basement Wall Insulation
Residential | Res ¦ Smart Burners | 2037 | SC B | MW | After Competition Groups | 29.7151 | 0 | 0 | 939.3657 | 0.031633 | 9 | Residential_2037_SC B_MW_After Competition Groups_9 | Smart Burners | 3.163% | 0 | 29.7151 | Residential_2037_SC B_MW_After Competition Groups_Smart Burners
Residential | Res ¦ Attic Insulation | 2037 | SC B | MW | After Competition Groups | 25.8984 | 0 | 0 | 939.3657 | 0.02757 | 10 | Residential_2037_SC B_MW_After Competition Groups_10 | Attic Insulation | 2.757% | 0 | 25.8984 | Residential_2037_SC B_MW_After Competition Groups_Attic Insulation
Residential | Res ¦ Energy Star LED Bulbs General Purpose LEDs | 2037 | SC B | MW | After Competition Groups | 22.5237 | 0 | 0 | 939.3657 | 0.023978 | 11 | Residential_2037_SC B_MW_After Competition Groups_11 | Energy Star LED Bulbs General Purpose LEDs | 2.398% | 0 | 22.5237 | Residential_2037_SC B_MW_After Competition Groups_Energy Star LED Bulbs General Purpose LEDs
Residential | Res ¦ Energy Star A Line, PAR, MR Lamps | 2037 | SC B | MW | After Competition Groups | 21.8023 | 0 | 0 | 939.3657 | 0.02321 | 12 | Residential_2037_SC B_MW_After Competition Groups_12 | Energy Star A Line, PAR, MR Lamps | 2.321% | 0 | 21.8023 | Residential_2037_SC B_MW_After Competition Groups_Energy Star A Line, PAR, MR Lamps
Residential | Res ¦ Energy Star Clothes Dryer | 2037 | SC B | MW | After Competition Groups | 21.3365 | 0 | 0 | 939.3657 | 0.022714 | 13 | Residential_2037_SC B_MW_After Competition Groups_13 | Energy Star Clothes Dryer | 2.271% | 0 | 21.3365 | Residential_2037_SC B_MW_After Competition Groups_Energy Star Clothes Dryer
Residential | Res ¦ Energy Star LED Specialty Bulbs | 2037 | SC B | MW | After Competition Groups | 20.4226 | 0 | 0 | 939.3657 | 0.021741 | 14 | Residential_2037_SC B_MW_After Competition Groups_14 | Energy Star LED Specialty Bulbs | 2.174% | 0 | 20.4226 | Residential_2037_SC B_MW_After Competition Groups_Energy Star LED Specialty Bulbs
Residential | Res ¦ Advanced BAS/Controllers | 2037 | SC B | MW | After Competition Groups | 12.5789 | 0 | 0 | 939.3657 | 0.013391 | 15 | Residential_2037_SC B_MW_After Competition Groups_15 | Advanced BAS/Controllers | 1.339% | 0 | 12.5789 | Residential_2037_SC B_MW_After Competition Groups_Advanced BAS/Controllers
Residential | Res ¦ Energy Star Torchiere | 2037 | SC B | MW | After Competition Groups | 12.2542 | 0 | 0 | 939.3657 | 0.013045 | 16 | Residential_2037_SC B_MW_After Competition Groups_16 | Energy Star Torchiere | 1.305% | 0 | 12.2542 | Residential_2037_SC B_MW_After Competition Groups_Energy Star Torchiere
Residential | Res ¦ Home Energy Reports | 2037 | SC B | MW | After Competition Groups | 12.1317 | 0 | 0 | 939.3657 | 0.012915 | 17 | Residential_2037_SC B_MW_After Competition Groups_17 | Home Energy Reports | 1.291% | 0 | 12.1317 | Residential_2037_SC B_MW_After Competition Groups_Home Energy Reports
Residential | Res ¦ High Efficiency Chiller (avg of water and air cooled) | 2037 | SC B | MW | After Competition Groups | 11.6956 | 0 | 0 | 939.3657 | 0.012451 | 18 | Residential_2037_SC B_MW_After Competition Groups_18 | High Efficiency Chiller (avg of water and air cooled) | 1.245% | 0 | 11.6956 | Residential_2037_SC B_MW_After Competition Groups_High Efficiency Chiller (avg of water and air cooled)
Residential | Res ¦ Clothes Drying Racks | 2037 | SC B | MW | After Competition Groups | 11.6398 | 0 | 0 | 939.3657 | 0.012391 | 19 | Residential_2037_SC B_MW_After Competition Groups_19 | Clothes Drying Racks | 1.239% | 0 | 11.6398 | Residential_2037_SC B_MW_After Competition Groups_Clothes Drying Racks
Residential | Res ¦ Occupancy Sensors MF | 2037 | SC B | MW | After Competition Groups | 10.9698 | 0 | 0 | 939.3657 | 0.011678 | 20 | Residential_2037_SC B_MW_After Competition Groups_20 | Occupancy Sensors MF | 1.168% | 0 | 10.9698 | Residential_2037_SC B_MW_After Competition Groups_Occupancy Sensors MF
Residential | Res ¦ Refrigerator Recycling | 2037 | SC B | MW | After Competition Groups | 9.8645 | 0 | 0 | 939.3657 | 0.010501 | 21 | Residential_2037_SC B_MW_After Competition Groups_21 | Refrigerator Recycling | 1.05% | 0 | 9.8645 | Residential_2037_SC B_MW_After Competition Groups_Refrigerator Recycling
Residential | Res ¦ Freezer Recycling | 2037 | SC B | MW | After Competition Groups | 9.1862 | 0 | 0 | 939.3657 | 0.0097791 | 22 | Residential_2037_SC B_MW_After Competition Groups_22 | Freezer Recycling | 0.9779% | 0 | 9.1862 | Residential_2037_SC B_MW_After Competition Groups_Freezer Recycling
Residential | Res ¦ Energy Star Freezer | 2037 | SC B | MW | After Competition Groups | 8.8553 | 0 | 0 | 939.3657 | 0.0094269 | 23 | Residential_2037_SC B_MW_After Competition Groups_23 | Energy Star Freezer | 0.9427% | 0 | 8.8553 | Residential_2037_SC B_MW_After Competition Groups_Energy Star Freezer
Residential | Res ¦ Energy Star Dehumidifier | 2037 | SC B | MW | After Competition Groups | 8.0003 | 0 | 0 | 939.3657 | 0.0085167 | 24 | Residential_2037_SC B_MW_After Competition Groups_24 | Energy Star Dehumidifier | 0.8517% | 0 | 8.0003 | Residential_2037_SC B_MW_After Competition Groups_Energy Star Dehumidifier
Residential | Res ¦ Air Sealing | 2037 | SC B | MW | After Competition Groups | 7.1419 | 0 | 0 | 939.3657 | 0.0076029 | 25 | Residential_2037_SC B_MW_After Competition Groups_25 | Air Sealing | 0.7603% | 0 | 7.1419 | Residential_2037_SC B_MW_After Competition Groups_Air Sealing
Residential | Res ¦ Floor Insulation | 2037 | SC B | MW | After Competition Groups | 6.7848 | 0 | 0 | 939.3657 | 0.0072227 | 26 | Residential_2037_SC B_MW_After Competition Groups_26 | Floor Insulation | 0.7223% | 0 | 6.7848 | Residential_2037_SC B_MW_After Competition Groups_Floor Insulation
Residential | Res ¦ Duct Insulation | 2037 | SC B | MW | After Competition Groups | 6.5257 | 0 | 0 | 939.3657 | 0.0069469 | 27 | Residential_2037_SC B_MW_After Competition Groups_27 | Duct Insulation | 0.6947% | 0 | 6.5257 | Residential_2037_SC B_MW_After Competition Groups_Duct Insulation
Residential | Res ¦ Energy Star Light Fixture | 2037 | SC B | MW | After Competition Groups | 4.5834 | 0 | 0 | 939.3657 | 0.0048793 | 28 | Residential_2037_SC B_MW_After Competition Groups_28 | Energy Star Light Fixture | 0.4879% | 0 | 4.5834 | Residential_2037_SC B_MW_After Competition Groups_Energy Star Light Fixture
Residential | Res ¦ Outside Air Economizer | 2037 | SC B | MW | After Competition Groups | 3.7898 | 0 | 0 | 939.3657 | 0.0040344 | 29 | Residential_2037_SC B_MW_After Competition Groups_29 | Outside Air Economizer | 0.4034% | 0 | 3.7898 | Residential_2037_SC B_MW_After Competition Groups_Outside Air Economizer
Residential | Res ¦ LED Tube Re-Lamp | 2037 | SC B | MW | After Competition Groups | 3.6688 | 0 | 0 | 939.3657 | 0.0039056 | 30 | Residential_2037_SC B_MW_After Competition Groups_30 | LED Tube Re-Lamp | 0.3906% | 0 | 3.6688 | Residential_2037_SC B_MW_After Competition Groups_LED Tube Re-Lamp
Residential | Res ¦ Heat Recovery Ventilator | 2037 | SC B | MW | After Competition Groups | 3.3226 | 0 | 0 | 939.3657 | 0.003537 | 31 | Residential_2037_SC B_MW_After Competition Groups_31 | Heat Recovery Ventilator | 0.3537% | 0 | 3.3226 | Residential_2037_SC B_MW_After Competition Groups_Heat Recovery Ventilator
Residential | Res ¦ Minimize Hot and Warm Clothes Wash | 2037 | SC B | MW | After Competition Groups | 3.05 | 0 | 0 | 939.3657 | 0.0032468 | 32 | Residential_2037_SC B_MW_After Competition Groups_32 | Minimize Hot and Warm Clothes Wash | 0.3247% | 0 | 3.05 | Residential_2037_SC B_MW_After Competition Groups_Minimize Hot and Warm Clothes Wash
Residential | Res ¦ Duct Insulation MF | 2037 | SC B | MW | After Competition Groups | 2.7229 | 0 | 0 | 939.3657 | 0.0028987 | 33 | Residential_2037_SC B_MW_After Competition Groups_33 | Duct Insulation MF | 0.2899% | 0 | 2.7229 | Residential_2037_SC B_MW_After Competition Groups_Duct Insulation MF
Residential | Res ¦ Demand Control Ventilation | 2037 | SC B | MW | After Competition Groups | 2.2107 | 0 | 0 | 939.3657 | 0.0023534 | 34 | Residential_2037_SC B_MW_After Competition Groups_34 | Demand Control Ventilation | 0.2353% | 0 | 2.2107 | Residential_2037_SC B_MW_After Competition Groups_Demand Control Ventilation
Residential | Res ¦ Furnace Whistle | 2037 | SC B | MW | After Competition Groups | 2.1244 | 0 | 0 | 939.3657 | 0.0022615 | 35 | Residential_2037_SC B_MW_After Competition Groups_35 | Furnace Whistle | 0.2262% | 0 | 2.1244 | Residential_2037_SC B_MW_After Competition Groups_Furnace Whistle
Residential | Res ¦ ENERGY STAR LED LAMPS (REFLECTOR LAMPs/MR16/PAR 16) | 2037 | SC B | MW | After Competition Groups | 2.0969 | 0 | 0 | 939.3657 | 0.0022323 | 36 | Residential_2037_SC B_MW_After Competition Groups_36 | ENERGY STAR LED LAMPS (REFLECTOR LAMPs/MR16/PAR 16) | 0.2232% | 0 | 2.0969 | Residential_2037_SC B_MW_After Competition Groups_ENERGY STAR LED LAMPS (REFLECTOR LAMPs/MR16/PAR 16)
Residential | Res ¦ CO Sensors for parking garage exhaust fans | 2037 | SC B | MW | After Competition Groups | 2.0712 | 0 | 0 | 939.3657 | 0.0022048 | 37 | Residential_2037_SC B_MW_After Competition Groups_37 | CO Sensors for parking garage exhaust fans | 0.2205% | 0 | 2.0712 | Residential_2037_SC B_MW_After Competition Groups_CO Sensors for parking garage exhaust fans
Residential | Res ¦ Tankless Water Heater | 2037 | SC B | MW | After Competition Groups | 2.0656 | 0 | 0 | 939.3657 | 0.0021989 | 38 | Residential_2037_SC B_MW_After Competition Groups_38 | Tankless Water Heater | 0.2199% | 0 | 2.0656 | Residential_2037_SC B_MW_After Competition Groups_Tankless Water Heater
Residential | Res ¦ Comprehensive Draft Proofing | 2037 | SC B | MW | After Competition Groups | 1.8052 | 0 | 0 | 939.3657 | 0.0019217 | 39 | Residential_2037_SC B_MW_After Competition Groups_39 | Comprehensive Draft Proofing | 0.1922% | 0 | 1.8052 | Residential_2037_SC B_MW_After Competition Groups_Comprehensive Draft Proofing
Residential | Res ¦ Variable Frequency Drive (VFD) | 2037 | SC B | MW | After Competition Groups | 1.7509 | 0 | 0 | 939.3657 | 0.0018639 | 40 | Residential_2037_SC B_MW_After Competition Groups_40 | Variable Frequency Drive (VFD) | 0.1864% | 0 | 1.7509 | Residential_2037_SC B_MW_After Competition Groups_Variable Frequency Drive (VFD)
Residential | Res ¦ Condensing Make Up Air Unit | 2037 | SC B | MW | After Competition Groups | 1.6977 | 0 | 0 | 939.3657 | 0.0018072 | 41 | Residential_2037_SC B_MW_After Competition Groups_41 | Condensing Make Up Air Unit | 0.1807% | 0 | 1.6977 | Residential_2037_SC B_MW_After Competition Groups_Condensing Make Up Air Unit
Residential | Res ¦ Water Heater Temperature Setback | 2037 | SC B | MW | After Competition Groups | 1.1074 | 0 | 0 | 939.3657 | 0.0011789 | 42 | Residential_2037_SC B_MW_After Competition Groups_42 | Water Heater Temperature Setback | 0.1179% | 0 | 1.1074 | Residential_2037_SC B_MW_After Competition Groups_Water Heater Temperature Setback
Residential | Res ¦ LED Downlight | 2037 | SC B | MW | After Competition Groups | 0.98793 | 0 | 0 | 939.3657 | 0.0010517 | 43 | Residential_2037_SC B_MW_After Competition Groups_43 | LED Downlight | 0.1052% | 0 | 0.98793 | Residential_2037_SC B_MW_After Competition Groups_LED Downlight
Residential | Res ¦ LED Parking Lot Fixture | 2037 | SC B | MW | After Competition Groups | 0.96011 | 0 | 0 | 939.3657 | 0.0010221 | 44 | Residential_2037_SC B_MW_After Competition Groups_44 | LED Parking Lot Fixture | 0.1022% | 0 | 0.96011 | Residential_2037_SC B_MW_After Competition Groups_LED Parking Lot Fixture
Residential | Res ¦ VFD on Pumps | 2037 | SC B | MW | After Competition Groups | 0.53843 | 0 | 0 | 939.3657 | 0.00057318 | 45 | Residential_2037_SC B_MW_After Competition Groups_45 | VFD on Pumps | 0.05732% | 0 | 0.53843 | Residential_2037_SC B_MW_After Competition Groups_VFD on Pumps
Residential | Res ¦ ENERGY STAR LED Lamps (General Service Lamps) | 2037 | SC B | MW | After Competition Groups | 0.46173 | 0 | 0 | 939.3657 | 0.00049153 | 46 | Residential_2037_SC B_MW_After Competition Groups_46 | ENERGY STAR LED Lamps (General Service Lamps) | 0.04915% | 0 | 0.46173 | Residential_2037_SC B_MW_After Competition Groups_ENERGY STAR LED Lamps (General Service Lamps)
Residential | Res ¦ LED Exterior Area Lights - LED Fixture (200W) | 2037 | SC B | MW | After Competition Groups | 0.4406 | 0 | 0 | 939.3657 | 0.00046904 | 47 | Residential_2037_SC B_MW_After Competition Groups_47 | LED Exterior Area Lights - LED Fixture (200W) | 0.0469% | 0 | 0.4406 | Residential_2037_SC B_MW_After Competition Groups_LED Exterior Area Lights - LED Fixture (200W)
Residential | Res ¦ ECM MOTORS FOR HVAC APPLICATION (FAN-POWERED VAV BOX) | 2037 | SC B | MW | After Competition Groups | 0.33727 | 0 | 0 | 939.3657 | 0.00035904 | 48 | Residential_2037_SC B_MW_After Competition Groups_48 | ECM MOTORS FOR HVAC APPLICATION (FAN-POWERED VAV BOX) | 0.0359% | 0 | 0.33727 | Residential_2037_SC B_MW_After Competition Groups_ECM MOTORS FOR HVAC APPLICATION (FAN-POWERED VAV BOX)
Residential | Res ¦ Beverage Vending Machine Controls | 2037 | SC B | MW | After Competition Groups | 0.24463 | 0 | 0 | 939.3657 | 0.00026043 | 49 | Residential_2037_SC B_MW_After Competition Groups_49 | Beverage Vending Machine Controls | 0.02604% | 0 | 0.24463 | Residential_2037_SC B_MW_After Competition Groups_Beverage Vending Machine Controls
Residential | Res ¦ Chilled Water Optimization | 2037 | SC B | MW | After Competition Groups | 0.24163 | 0 | 0 | 939.3657 | 0.00025723 | 50 | Residential_2037_SC B_MW_After Competition Groups_50 | Chilled Water Optimization | 0.02572% | 0 | 0.24163 | Residential_2037_SC B_MW_After Competition Groups_Chilled Water Optimization
Residential | Res ¦ Wall Insulation | 2037 | SC B | MW | After Competition Groups | 0.2339 | 0 | 0 | 939.3657 | 0.000249 | 51 | Residential_2037_SC B_MW_After Competition Groups_51 | Wall Insulation | 0.0249% | 0 | 0.2339 | Residential_2037_SC B_MW_After Competition Groups_Wall Insulation
Residential | Res ¦ LED High Bay Fixture | 2037 | SC B | MW | After Competition Groups | 0.026244 | 0 | 0 | 939.3657 | 2.7939e-05 | 52 | Residential_2037_SC B_MW_After Competition Groups_52 | LED High Bay Fixture | 0.002794% | 0 | 0.026244 | Residential_2037_SC B_MW_After Competition Groups_LED High Bay Fixture
Residential | Res ¦ Wall Insulation MF | 2037 | SC B | MW | After Competition Groups | 0.0059147 | 0 | 0 | 939.3657 | 6.2965e-06 | 53 | Residential_2037_SC B_MW_After Competition Groups_53 | Wall Insulation MF | 0.0006297% | 0 | 0.0059147 | Residential_2037_SC B_MW_After Competition Groups_Wall Insulation MF
Residential | Res ¦ Smart Power Bar | 2037 | SC B | MW | After Competition Groups | 0 | 0 | 0 | 939.3657 | 0 | 54 | Residential_2037_SC B_MW_After Competition Groups_54 | Smart Power Bar | 0% | 0 | 0 | Residential_2037_SC B_MW_After Competition Groups_Smart Power Bar
Residential | Res ¦ Ductless Mini-Split Heat Pump | 2037 | SC C | MW | After Competition Groups | 130.572 | 0 | 0 | 761.6501 | 0.17143 | 1 | Residential_2037_SC C_MW_After Competition Groups_1 | Ductless Mini-Split Heat Pump | 17.14% | 0 | 130.572 | Residential_2037_SC C_MW_After Competition Groups_Ductless Mini-Split Heat Pump
Residential | Res ¦ Energy Star Clothes Washer | 2037 | SC C | MW | After Competition Groups | 81.2344 | 0 | 0 | 761.6501 | 0.10666 | 2 | Residential_2037_SC C_MW_After Competition Groups_2 | Energy Star Clothes Washer | 10.67% | 0 | 81.2344 | Residential_2037_SC C_MW_After Competition Groups_Energy Star Clothes Washer
Residential | Res ¦ Adaptive Thermostat | 2037 | SC C | MW | After Competition Groups | 75.7668 | 0 | 0 | 761.6501 | 0.099477 | 3 | Residential_2037_SC C_MW_After Competition Groups_3 | Adaptive Thermostat | 9.948% | 0 | 75.7668 | Residential_2037_SC C_MW_After Competition Groups_Adaptive Thermostat
Residential | Res ¦ Building Recommissioning, Operations and Maintenance (O&M) Improvements | 2037 | SC C | MW | After Competition Groups | 67.2974 | 0 | 0 | 761.6501 | 0.088357 | 4 | Residential_2037_SC C_MW_After Competition Groups_4 | Building Recommissioning, Operations and Maintenance (O&M) Improvements | 8.836% | 0 | 67.2974 | Residential_2037_SC C_MW_After Competition Groups_Building Recommissioning, Operations and Maintenance (O&M) Improvements
Residential | Res ¦ Variable Speed Pool Pump Motor | 2037 | SC C | MW | After Competition Groups | 48.0699 | 0 | 0 | 761.6501 | 0.063113 | 5 | Residential_2037_SC C_MW_After Competition Groups_5 | Variable Speed Pool Pump Motor | 6.311% | 0 | 48.0699 | Residential_2037_SC C_MW_After Competition Groups_Variable Speed Pool Pump Motor
Residential | Res ¦ Energy Star Air Source Heat Pump | 2037 | SC C | MW | After Competition Groups | 38.0418 | 0 | 0 | 761.6501 | 0.049947 | 6 | Residential_2037_SC C_MW_After Competition Groups_6 | Energy Star Air Source Heat Pump | 4.995% | 0 | 38.0418 | Residential_2037_SC C_MW_After Competition Groups_Energy Star Air Source Heat Pump
Residential | Res ¦ Energy Star Room Air Conditioner | 2037 | SC C | MW | After Competition Groups | 34.3721 | 0 | 0 | 761.6501 | 0.045129 | 7 | Residential_2037_SC C_MW_After Competition Groups_7 | Energy Star Room Air Conditioner | 4.513% | 0 | 34.3721 | Residential_2037_SC C_MW_After Competition Groups_Energy Star Room Air Conditioner
Residential | Res ¦ Basement Wall Insulation | 2037 | SC C | MW | After Competition Groups | 33.5827 | 0 | 0 | 761.6501 | 0.044092 | 8 | Residential_2037_SC C_MW_After Competition Groups_8 | Basement Wall Insulation | 4.409% | 0 | 33.5827 | Residential_2037_SC C_MW_After Competition Groups_Basement Wall Insulation
Residential | Res ¦ Energy Star LED Specialty Bulbs | 2037 | SC C | MW | After Competition Groups | 32.2842 | 0 | 0 | 761.6501 | 0.042387 | 9 | Residential_2037_SC C_MW_After Competition Groups_9 | Energy Star LED Specialty Bulbs | 4.239% | 0 | 32.2842 | Residential_2037_SC C_MW_After Competition Groups_Energy Star LED Specialty Bulbs
Residential | Res ¦ Attic Insulation | 2037 | SC C | MW | After Competition Groups | 25.2715 | 0 | 0 | 761.6501 | 0.03318 | 10 | Residential_2037_SC C_MW_After Competition Groups_10 | Attic Insulation | 3.318% | 0 | 25.2715 | Residential_2037_SC C_MW_After Competition Groups_Attic Insulation
Residential | Res ¦ Smart Burners | 2037 | SC C | MW | After Competition Groups | 22.127 | 0 | 0 | 761.6501 | 0.029051 | 11 | Residential_2037_SC C_MW_After Competition Groups_11 | Smart Burners | 2.905% | 0 | 22.127 | Residential_2037_SC C_MW_After Competition Groups_Smart Burners
Residential | Res ¦ Energy Star Clothes Dryer | 2037 | SC C | MW | After Competition Groups | 21.3433 | 0 | 0 | 761.6501 | 0.028022 | 12 | Residential_2037_SC C_MW_After Competition Groups_12 | Energy Star Clothes Dryer | 2.802% | 0 | 21.3433 | Residential_2037_SC C_MW_After Competition Groups_Energy Star Clothes Dryer
Residential | Res ¦ Energy Star A Line, PAR, MR Lamps | 2037 | SC C | MW | After Competition Groups | 16.2565 | 0 | 0 | 761.6501 | 0.021344 | 13 | Residential_2037_SC C_MW_After Competition Groups_13 | Energy Star A Line, PAR, MR Lamps | 2.134% | 0 | 16.2565 | Residential_2037_SC C_MW_After Competition Groups_Energy Star A Line, PAR, MR Lamps
Residential | Res ¦ Energy Star LED Bulbs General Purpose LEDs | 2037 | SC C | MW | After Competition Groups | 13.3942 | 0 | 0 | 761.6501 | 0.017586 | 14 | Residential_2037_SC C_MW_After Competition Groups_14 | Energy Star LED Bulbs General Purpose LEDs | 1.759% | 0 | 13.3942 | Residential_2037_SC C_MW_After Competition Groups_Energy Star LED Bulbs General Purpose LEDs
Residential | Res ¦ Home Energy Reports | 2037 | SC C | MW | After Competition Groups | 12.1317 | 0 | 0 | 761.6501 | 0.015928 | 15 | Residential_2037_SC C_MW_After Competition Groups_15 | Home Energy Reports | 1.593% | 0 | 12.1317 | Residential_2037_SC C_MW_After Competition Groups_Home Energy Reports
Residential | Res ¦ High Efficiency Chiller (avg of water and air cooled) | 2037 | SC C | MW | After Competition Groups | 11.4865 | 0 | 0 | 761.6501 | 0.015081 | 16 | Residential_2037_SC C_MW_After Competition Groups_16 | High Efficiency Chiller (avg of water and air cooled) | 1.508% | 0 | 11.4865 | Residential_2037_SC C_MW_After Competition Groups_High Efficiency Chiller (avg of water and air cooled)
Residential | Res ¦ Advanced BAS/Controllers | 2037 | SC C | MW | After Competition Groups | 9.8498 | 0 | 0 | 761.6501 | 0.012932 | 17 | Residential_2037_SC C_MW_After Competition Groups_17 | Advanced BAS/Controllers | 1.293% | 0 | 9.8498 | Residential_2037_SC C_MW_After Competition Groups_Advanced BAS/Controllers
Residential | Res ¦ Energy Star Torchiere | 2037 | SC C | MW | After Competition Groups | 9.7527 | 0 | 0 | 761.6501 | 0.012805 | 18 | Residential_2037_SC C_MW_After Competition Groups_18 | Energy Star Torchiere | 1.28% | 0 | 9.7527 | Residential_2037_SC C_MW_After Competition Groups_Energy Star Torchiere
Residential | Res ¦ Energy Star Freezer | 2037 | SC C | MW | After Competition Groups | 7.876 | 0 | 0 | 761.6501 | 0.010341 | 19 | Residential_2037_SC C_MW_After Competition Groups_19 | Energy Star Freezer | 1.034% | 0 | 7.876 | Residential_2037_SC C_MW_After Competition Groups_Energy Star Freezer
Residential | Res ¦ Occupancy Sensors MF | 2037 | SC C | MW | After Competition Groups | 7.8312 | 0 | 0 | 761.6501 | 0.010282 | 20 | Residential_2037_SC C_MW_After Competition Groups_20 | Occupancy Sensors MF | 1.028% | 0 | 7.8312 | Residential_2037_SC C_MW_After Competition Groups_Occupancy Sensors MF
Residential | Res ¦ Refrigerator Recycling | 2037 | SC C | MW | After Competition Groups | 7.7243 | 0 | 0 | 761.6501 | 0.010142 | 21 | Residential_2037_SC C_MW_After Competition Groups_21 | Refrigerator Recycling | 1.014% | 0 | 7.7243 | Residential_2037_SC C_MW_After Competition Groups_Refrigerator Recycling
Residential | Res ¦ Air Sealing | 2037 | SC C | MW | After Competition Groups | 6.4875 | 0 | 0 | 761.6501 | 0.0085177 | 22 | Residential_2037_SC C_MW_After Competition Groups_22 | Air Sealing | 0.8518% | 0 | 6.4875 | Residential_2037_SC C_MW_After Competition Groups_Air Sealing
Residential | Res ¦ Energy Star Dehumidifier | 2037 | SC C | MW | After Competition Groups | 5.7644 | 0 | 0 | 761.6501 | 0.0075683 | 23 | Residential_2037_SC C_MW_After Competition Groups_23 | Energy Star Dehumidifier | 0.7568% | 0 | 5.7644 | Residential_2037_SC C_MW_After Competition Groups_Energy Star Dehumidifier
Residential | Res ¦ Floor Insulation | 2037 | SC C | MW | After Competition Groups | 5.2912 | 0 | 0 | 761.6501 | 0.0069471 | 24 | Residential_2037_SC C_MW_After Competition Groups_24 | Floor Insulation | 0.6947% | 0 | 5.2912 | Residential_2037_SC C_MW_After Competition Groups_Floor Insulation
Residential | Res ¦ Energy Star Light Fixture | 2037 | SC C | MW | After Competition Groups | 4.3357 | 0 | 0 | 761.6501 | 0.0056925 | 25 | Residential_2037_SC C_MW_After Competition Groups_25 | Energy Star Light Fixture | 0.5693% | 0 | 4.3357 | Residential_2037_SC C_MW_After Competition Groups_Energy Star Light Fixture
Residential | Res ¦ LED Tube Re-Lamp | 2037 | SC C | MW | After Competition Groups | 3.6688 | 0 | 0 | 761.6501 | 0.0048169 | 26 | Residential_2037_SC C_MW_After Competition Groups_26 | LED Tube Re-Lamp | 0.4817% | 0 | 3.6688 | Residential_2037_SC C_MW_After Competition Groups_LED Tube Re-Lamp
Residential | Res ¦ Outside Air Economizer | 2037 | SC C | MW | After Competition Groups | 3.2701 | 0 | 0 | 761.6501 | 0.0042935 | 27 | Residential_2037_SC C_MW_After Competition Groups_27 | Outside Air Economizer | 0.4293% | 0 | 3.2701 | Residential_2037_SC C_MW_After Competition Groups_Outside Air Economizer
Residential | Res ¦ Minimize Hot and Warm Clothes Wash | 2037 | SC C | MW | After Competition Groups | 3.05 | 0 | 0 | 761.6501 | 0.0040044 | 28 | Residential_2037_SC C_MW_After Competition Groups_28 | Minimize Hot and Warm Clothes Wash | 0.4004% | 0 | 3.05 | Residential_2037_SC C_MW_After Competition Groups_Minimize Hot and Warm Clothes Wash
Residential | Res ¦ Duct Insulation MF | 2037 | SC C | MW | After Competition Groups | 2.4813 | 0 | 0 | 761.6501 | 0.0032578 | 29 | Residential_2037_SC C_MW_After Competition Groups_29 | Duct Insulation MF | 0.3258% | 0 | 2.4813 | Residential_2037_SC C_MW_After Competition Groups_Duct Insulation MF
Residential | Res ¦ ENERGY STAR LED LAMPS (REFLECTOR LAMPs/MR16/PAR 16) | 2037 | SC C | MW | After Competition Groups | 2.0969 | 0 | 0 | 761.6501 | 0.0027531 | 30 | Residential_2037_SC C_MW_After Competition Groups_30 | ENERGY STAR LED LAMPS (REFLECTOR LAMPs/MR16/PAR 16) | 0.2753% | 0 | 2.0969 | Residential_2037_SC C_MW_After Competition Groups_ENERGY STAR LED LAMPS (REFLECTOR LAMPs/MR16/PAR 16)
Residential | Res ¦ Duct Insulation | 2037 | SC C | MW | After Competition Groups | 1.8505 | 0 | 0 | 761.6501 | 0.0024295 | 31 | Residential_2037_SC C_MW_After Competition Groups_31 | Duct Insulation | 0.243% | 0 | 1.8505 | Residential_2037_SC C_MW_After Competition Groups_Duct Insulation
Residential | Res ¦ Demand Control Ventilation | 2037 | SC C | MW | After Competition Groups | 1.7311 | 0 | 0 | 761.6501 | 0.0022728 | 32 | Residential_2037_SC C_MW_After Competition Groups_32 | Demand Control Ventilation | 0.2273% | 0 | 1.7311 | Residential_2037_SC C_MW_After Competition Groups_Demand Control Ventilation
Residential | Res ¦ Furnace Whistle | 2037 | SC C | MW | After Competition Groups | 1.6635 | 0 | 0 | 761.6501 | 0.002184 | 33 | Residential_2037_SC C_MW_After Competition Groups_33 | Furnace Whistle | 0.2184% | 0 | 1.6635 | Residential_2037_SC C_MW_After Competition Groups_Furnace Whistle
Residential | Res ¦ CO Sensors for parking garage exhaust fans | 2037 | SC C | MW | After Competition Groups | 1.6005 | 0 | 0 | 761.6501 | 0.0021014 | 34 | Residential_2037_SC C_MW_After Competition Groups_34 | CO Sensors for parking garage exhaust fans | 0.2101% | 0 | 1.6005 | Residential_2037_SC C_MW_After Competition Groups_CO Sensors for parking garage exhaust fans
Residential | Res ¦ Tankless Water Heater | 2037 | SC C | MW | After Competition Groups | 1.513 | 0 | 0 | 761.6501 | 0.0019865 | 35 | Residential_2037_SC C_MW_After Competition Groups_35 | Tankless Water Heater | 0.1986% | 0 | 1.513 | Residential_2037_SC C_MW_After Competition Groups_Tankless Water Heater
Residential | Res ¦ Comprehensive Draft Proofing | 2037 | SC C | MW | After Competition Groups | 1.4135 | 0 | 0 | 761.6501 | 0.0018559 | 36 | Residential_2037_SC C_MW_After Competition Groups_36 | Comprehensive Draft Proofing | 0.1856% | 0 | 1.4135 | Residential_2037_SC C_MW_After Competition Groups_Comprehensive Draft Proofing
Residential | Res ¦ Condensing Make Up Air Unit | 2037 | SC C | MW | After Competition Groups | 1.3794 | 0 | 0 | 761.6501 | 0.001811 | 37 | Residential_2037_SC C_MW_After Competition Groups_37 | Condensing Make Up Air Unit | 0.1811% | 0 | 1.3794 | Residential_2037_SC C_MW_After Competition Groups_Condensing Make Up Air Unit
Residential | Res ¦ Variable Frequency Drive (VFD) | 2037 | SC C | MW | After Competition Groups | 1.371 | 0 | 0 | 761.6501 | 0.0018001 | 38 | Residential_2037_SC C_MW_After Competition Groups_38 | Variable Frequency Drive (VFD) | 0.18% | 0 | 1.371 | Residential_2037_SC C_MW_After Competition Groups_Variable Frequency Drive (VFD)
Residential | Res ¦ LED Downlight | 2037 | SC C | MW | After Competition Groups | 0.98793 | 0 | 0 | 761.6501 | 0.0012971 | 39 | Residential_2037_SC C_MW_After Competition Groups_39 | LED Downlight | 0.1297% | 0 | 0.98793 | Residential_2037_SC C_MW_After Competition Groups_LED Downlight
Residential | Res ¦ LED Parking Lot Fixture | 2037 | SC C | MW | After Competition Groups | 0.91784 | 0 | 0 | 761.6501 | 0.0012051 | 40 | Residential_2037_SC C_MW_After Competition Groups_40 | LED Parking Lot Fixture | 0.1205% | 0 | 0.91784 | Residential_2037_SC C_MW_After Competition Groups_LED Parking Lot Fixture
Residential | Res ¦ Heat Recovery Ventilator | 2037 | SC C | MW | After Competition Groups | 0.86838 | 0 | 0 | 761.6501 | 0.0011401 | 41 | Residential_2037_SC C_MW_After Competition Groups_41 | Heat Recovery Ventilator | 0.114% | 0 | 0.86838 | Residential_2037_SC C_MW_After Competition Groups_Heat Recovery Ventilator
Residential | Res ¦ Water Heater Temperature Setback | 2037 | SC C | MW | After Competition Groups | 0.8671 | 0 | 0 | 761.6501 | 0.0011385 | 42 | Residential_2037_SC C_MW_After Competition Groups_42 | Water Heater Temperature Setback | 0.1138% | 0 | 0.8671 | Residential_2037_SC C_MW_After Competition Groups_Water Heater Temperature Setback
Residential | Res ¦ Clothes Drying Racks | 2037 | SC C | MW | After Competition Groups | 0.6415 | 0 | 0 | 761.6501 | 0.00084225 | 43 | Residential_2037_SC C_MW_After Competition Groups_43 | Clothes Drying Racks | 0.08423% | 0 | 0.6415 | Residential_2037_SC C_MW_After Competition Groups_Clothes Drying Racks
Residential | Res ¦ ENERGY STAR LED Lamps (General Service Lamps) | 2037 | SC C | MW | After Competition Groups | 0.46173 | 0 | 0 | 761.6501 | 0.00060622 | 44 | Residential_2037_SC C_MW_After Competition Groups_44 | ENERGY STAR LED Lamps (General Service Lamps) | 0.06062% | 0 | 0.46173 | Residential_2037_SC C_MW_After Competition Groups_ENERGY STAR LED Lamps (General Service Lamps)
Residential | Res ¦ LED Exterior Area Lights - LED Fixture (200W) | 2037 | SC C | MW | After Competition Groups | 0.4406 | 0 | 0 | 761.6501 | 0.00057848 | 45 | Residential_2037_SC C_MW_After Competition Groups_45 | LED Exterior Area Lights - LED Fixture (200W) | 0.05785% | 0 | 0.4406 | Residential_2037_SC C_MW_After Competition Groups_LED Exterior Area Lights - LED Fixture (200W)
Residential | Res ¦ VFD on Pumps | 2037 | SC C | MW | After Competition Groups | 0.42161 | 0 | 0 | 761.6501 | 0.00055354 | 46 | Residential_2037_SC C_MW_After Competition Groups_46 | VFD on Pumps | 0.05535% | 0 | 0.42161 | Residential_2037_SC C_MW_After Competition Groups_VFD on Pumps
Residential | Res ¦ ECM MOTORS FOR HVAC APPLICATION (FAN-POWERED VAV BOX) | 2037 | SC C | MW | After Competition Groups | 0.25432 | 0 | 0 | 761.6501 | 0.00033391 | 47 | Residential_2037_SC C_MW_After Competition Groups_47 | ECM MOTORS FOR HVAC APPLICATION (FAN-POWERED VAV BOX) | 0.03339% | 0 | 0.25432 | Residential_2037_SC C_MW_After Competition Groups_ECM MOTORS FOR HVAC APPLICATION (FAN-POWERED VAV BOX)
Residential | Res ¦ Chilled Water Optimization | 2037 | SC C | MW | After Competition Groups | 0.19911 | 0 | 0 | 761.6501 | 0.00026142 | 48 | Residential_2037_SC C_MW_After Competition Groups_48 | Chilled Water Optimization | 0.02614% | 0 | 0.19911 | Residential_2037_SC C_MW_After Competition Groups_Chilled Water Optimization
Residential | Res ¦ Beverage Vending Machine Controls | 2037 | SC C | MW | After Competition Groups | 0.18147 | 0 | 0 | 761.6501 | 0.00023826 | 49 | Residential_2037_SC C_MW_After Competition Groups_49 | Beverage Vending Machine Controls | 0.02383% | 0 | 0.18147 | Residential_2037_SC C_MW_After Competition Groups_Beverage Vending Machine Controls
Residential | Res ¦ Wall Insulation | 2037 | SC C | MW | After Competition Groups | 0.14139 | 0 | 0 | 761.6501 | 0.00018563 | 50 | Residential_2037_SC C_MW_After Competition Groups_50 | Wall Insulation | 0.01856% | 0 | 0.14139 | Residential_2037_SC C_MW_After Competition Groups_Wall Insulation
Residential | Res ¦ LED High Bay Fixture | 2037 | SC C | MW | After Competition Groups | 0.026244 | 0 | 0 | 761.6501 | 3.4457e-05 | 51 | Residential_2037_SC C_MW_After Competition Groups_51 | LED High Bay Fixture | 0.003446% | 0 | 0.026244 | Residential_2037_SC C_MW_After Competition Groups_LED High Bay Fixture
Residential | Res ¦ Wall Insulation MF | 2037 | SC C | MW | After Competition Groups | 0.0059151 | 0 | 0 | 761.6501 | 7.7662e-06 | 52 | Residential_2037_SC C_MW_After Competition Groups_52 | Wall Insulation MF | 0.0007766% | 0 | 0.0059151 | Residential_2037_SC C_MW_After Competition Groups_Wall Insulation MF
Residential | Res ¦ Freezer Recycling | 2037 | SC C | MW | After Competition Groups | 0.00052709 | 0 | 0 | 761.6501 | 6.9203e-07 | 53 | Residential_2037_SC C_MW_After Competition Groups_53 | Freezer Recycling | 6.92e-05% | 0 | 0.00052709 | Residential_2037_SC C_MW_After Competition Groups_Freezer Recycling
Residential | Res ¦ Smart Power Bar | 2037 | SC C | MW | After Competition Groups | 0 | 0 | 0 | 761.6501 | 0 | 54 | Residential_2037_SC C_MW_After Competition Groups_54 | Smart Power Bar | 0% | 0 | 0 | Residential_2037_SC C_MW_After Competition Groups_Smart Power Bar
Residential | Res ¦ Ductless Mini-Split Heat Pump | 2037 | SC D | MW | After Competition Groups | 130.5798 | 5445606.4181 | 5.4456 | 621.23 | 0.2102 | 1 | Residential_2037_SC D_MW_After Competition Groups_1 | Ductless Mini-Split Heat Pump | 21.02% | 5.4456 | 130.5798 | Residential_2037_SC D_MW_After Competition Groups_Ductless Mini-Split Heat Pump
Residential | Res ¦ Building Recommissioning, Operations and Maintenance (O&M) Improvements | 2037 | SC D | MW | After Competition Groups | 67.2974 | 575997.2913 | 0.576 | 621.23 | 0.10833 | 2 | Residential_2037_SC D_MW_After Competition Groups_2 | Building Recommissioning, Operations and Maintenance (O&M) Improvements | 10.83% | 0.576 | 67.2974 | Residential_2037_SC D_MW_After Competition Groups_Building Recommissioning, Operations and Maintenance (O&M) Improvements
Residential | Res ¦ Energy Star Clothes Washer | 2037 | SC D | MW | After Competition Groups | 54.3276 | 3277316.099 | 3.2773 | 621.23 | 0.087452 | 3 | Residential_2037_SC D_MW_After Competition Groups_3 | Energy Star Clothes Washer | 8.745% | 3.2773 | 54.3276 | Residential_2037_SC D_MW_After Competition Groups_Energy Star Clothes Washer
Residential | Res ¦ Adaptive Thermostat | 2037 | SC D | MW | After Competition Groups | 43.9039 | 4621321.1148 | 4.6213 | 621.23 | 0.070672 | 4 | Residential_2037_SC D_MW_After Competition Groups_4 | Adaptive Thermostat | 7.067% | 4.6213 | 43.9039 | Residential_2037_SC D_MW_After Competition Groups_Adaptive Thermostat
Residential | Res ¦ Energy Star Air Source Heat Pump | 2037 | SC D | MW | After Competition Groups | 38.0418 | 3560329.916 | 3.5603 | 621.23 | 0.061236 | 5 | Residential_2037_SC D_MW_After Competition Groups_5 | Energy Star Air Source Heat Pump | 6.124% | 3.5603 | 38.0418 | Residential_2037_SC D_MW_After Competition Groups_Energy Star Air Source Heat Pump
Residential | Res ¦ Variable Speed Pool Pump Motor | 2037 | SC D | MW | After Competition Groups | 34.2389 | 2615702.1094 | 2.6157 | 621.23 | 0.055115 | 6 | Residential_2037_SC D_MW_After Competition Groups_6 | Variable Speed Pool Pump Motor | 5.511% | 2.6157 | 34.2389 | Residential_2037_SC D_MW_After Competition Groups_Variable Speed Pool Pump Motor
Residential | Res ¦ Energy Star Room Air Conditioner | 2037 | SC D | MW | After Competition Groups | 34.2111 | 2256320.8712 | 2.2563 | 621.23 | 0.05507 | 7 | Residential_2037_SC D_MW_After Competition Groups_7 | Energy Star Room Air Conditioner | 5.507% | 2.2563 | 34.2111 | Residential_2037_SC D_MW_After Competition Groups_Energy Star Room Air Conditioner
Residential | Res ¦ Basement Wall Insulation | 2037 | SC D | MW | After Competition Groups | 32.2229 | 3249458.9158 | 3.2495 | 621.23 | 0.05187 | 8 | Residential_2037_SC D_MW_After Competition Groups_8 | Basement Wall Insulation | 5.187% | 3.2495 | 32.2229 | Residential_2037_SC D_MW_After Competition Groups_Basement Wall Insulation
Residential | Res ¦ Energy Star LED Bulbs General Purpose LEDs | 2037 | SC D | MW | After Competition Groups | 23.7309 | 0 | 0 | 621.23 | 0.0382 | 9 | Residential_2037_SC D_MW_After Competition Groups_9 | Energy Star LED Bulbs General Purpose LEDs | 3.82% | 0 | 23.7309 | Residential_2037_SC D_MW_After Competition Groups_Energy Star LED Bulbs General Purpose LEDs
Residential | Res ¦ Energy Star LED Specialty Bulbs | 2037 | SC D | MW | After Competition Groups | 22.6638 | 28426.1152 | 0.028426 | 621.23 | 0.036482 | 10 | Residential_2037_SC D_MW_After Competition Groups_10 | Energy Star LED Specialty Bulbs | 3.648% | 0.028426 | 22.6638 | Residential_2037_SC D_MW_After Competition Groups_Energy Star LED Specialty Bulbs
Residential | Res ¦ Energy Star A Line, PAR, MR Lamps | 2037 | SC D | MW | After Competition Groups | 16.2807 | 21039.3929 | 0.021039 | 621.23 | 0.026207 | 11 | Residential_2037_SC D_MW_After Competition Groups_11 | Energy Star A Line, PAR, MR Lamps | 2.621% | 0.021039 | 16.2807 | Residential_2037_SC D_MW_After Competition Groups_Energy Star A Line, PAR, MR Lamps
Residential | Res ¦ Attic Insulation | 2037 | SC D | MW | After Competition Groups | 13.1931 | 2257687.5594 | 2.2577 | 621.23 | 0.021237 | 12 | Residential_2037_SC D_MW_After Competition Groups_12 | Attic Insulation | 2.124% | 2.2577 | 13.1931 | Residential_2037_SC D_MW_After Competition Groups_Attic Insulation
Residential | Res ¦ Home Energy Reports | 2037 | SC D | MW | After Competition Groups | 12.1317 | 15640317.1515 | 15.6403 | 621.23 | 0.019529 | 13 | Residential_2037_SC D_MW_After Competition Groups_13 | Home Energy Reports | 1.953% | 15.6403 | 12.1317 | Residential_2037_SC D_MW_After Competition Groups_Home Energy Reports
Residential | Res ¦ High Efficiency Chiller (avg of water and air cooled) | 2037 | SC D | MW | After Competition Groups | 11.4865 | 151021.6331 | 0.15102 | 621.23 | 0.01849 | 14 | Residential_2037_SC D_MW_After Competition Groups_14 | High Efficiency Chiller (avg of water and air cooled) | 1.849% | 0.15102 | 11.4865 | Residential_2037_SC D_MW_After Competition Groups_High Efficiency Chiller (avg of water and air cooled)
Residential | Res ¦ Energy Star Clothes Dryer | 2037 | SC D | MW | After Competition Groups | 11.3951 | 1027568.2191 | 1.0276 | 621.23 | 0.018343 | 15 | Residential_2037_SC D_MW_After Competition Groups_15 | Energy Star Clothes Dryer | 1.834% | 1.0276 | 11.3951 | Residential_2037_SC D_MW_After Competition Groups_Energy Star Clothes Dryer
Residential | Res ¦ Advanced BAS/Controllers | 2037 | SC D | MW | After Competition Groups | 9.8498 | 598536.8343 | 0.59854 | 621.23 | 0.015855 | 16 | Residential_2037_SC D_MW_After Competition Groups_16 | Advanced BAS/Controllers | 1.586% | 0.59854 | 9.8498 | Residential_2037_SC D_MW_After Competition Groups_Advanced BAS/Controllers
Residential | Res ¦ Energy Star Torchiere | 2037 | SC D | MW | After Competition Groups | 8.5775 | 485511.8096 | 0.48551 | 621.23 | 0.013807 | 17 | Residential_2037_SC D_MW_After Competition Groups_17 | Energy Star Torchiere | 1.381% | 0.48551 | 8.5775 | Residential_2037_SC D_MW_After Competition Groups_Energy Star Torchiere
Residential | Res ¦ Occupancy Sensors MF | 2037 | SC D | MW | After Competition Groups | 7.8312 | 15057.6267 | 0.015058 | 621.23 | 0.012606 | 18 | Residential_2037_SC D_MW_After Competition Groups_18 | Occupancy Sensors MF | 1.261% | 0.015058 | 7.8312 | Residential_2037_SC D_MW_After Competition Groups_Occupancy Sensors MF
Residential | Res ¦ Smart Burners | 2037 | SC D | MW | After Competition Groups | 7.3134 | 2516117.8677 | 2.5161 | 621.23 | 0.011772 | 19 | Residential_2037_SC D_MW_After Competition Groups_19 | Smart Burners | 1.177% | 2.5161 | 7.3134 | Residential_2037_SC D_MW_After Competition Groups_Smart Burners
Residential | Res ¦ Refrigerator Recycling | 2037 | SC D | MW | After Competition Groups | 5.1661 | 511321.0171 | 0.51132 | 621.23 | 0.008316 | 20 | Residential_2037_SC D_MW_After Competition Groups_20 | Refrigerator Recycling | 0.8316% | 0.51132 | 5.1661 | Residential_2037_SC D_MW_After Competition Groups_Refrigerator Recycling
Residential | Res ¦ Energy Star Freezer | 2037 | SC D | MW | After Competition Groups | 4.227 | 356241.9817 | 0.35624 | 621.23 | 0.0068042 | 21 | Residential_2037_SC D_MW_After Competition Groups_21 | Energy Star Freezer | 0.6804% | 0.35624 | 4.227 | Residential_2037_SC D_MW_After Competition Groups_Energy Star Freezer
Residential | Res ¦ LED Tube Re-Lamp | 2037 | SC D | MW | After Competition Groups | 3.6595 | 72670.4069 | 0.07267 | 621.23 | 0.0058907 | 22 | Residential_2037_SC D_MW_After Competition Groups_22 | LED Tube Re-Lamp | 0.5891% | 0.07267 | 3.6595 | Residential_2037_SC D_MW_After Competition Groups_LED Tube Re-Lamp
Residential | Res ¦ Outside Air Economizer | 2037 | SC D | MW | After Competition Groups | 3.2701 | 171764.4934 | 0.17176 | 621.23 | 0.0052639 | 23 | Residential_2037_SC D_MW_After Competition Groups_23 | Outside Air Economizer | 0.5264% | 0.17176 | 3.2701 | Residential_2037_SC D_MW_After Competition Groups_Outside Air Economizer
Residential | Res ¦ Minimize Hot and Warm Clothes Wash | 2037 | SC D | MW | After Competition Groups | 3.05 | 0 | 0 | 621.23 | 0.0049096 | 24 | Residential_2037_SC D_MW_After Competition Groups_24 | Minimize Hot and Warm Clothes Wash | 0.491% | 0 | 3.05 | Residential_2037_SC D_MW_After Competition Groups_Minimize Hot and Warm Clothes Wash
Residential | Res ¦ Energy Star Light Fixture | 2037 | SC D | MW | After Competition Groups | 2.62 | 0 | 0 | 621.23 | 0.0042175 | 25 | Residential_2037_SC D_MW_After Competition Groups_25 | Energy Star Light Fixture | 0.4217% | 0 | 2.62 | Residential_2037_SC D_MW_After Competition Groups_Energy Star Light Fixture
Residential | Res ¦ Air Sealing | 2037 | SC D | MW | After Competition Groups | 2.3254 | 0 | 0 | 621.23 | 0.0037432 | 26 | Residential_2037_SC D_MW_After Competition Groups_26 | Air Sealing | 0.3743% | 0 | 2.3254 | Residential_2037_SC D_MW_After Competition Groups_Air Sealing
Residential | Res ¦ ENERGY STAR LED LAMPS (REFLECTOR LAMPs/MR16/PAR 16) | 2037 | SC D | MW | After Competition Groups | 2.0969 | 15431.7355 | 0.015432 | 621.23 | 0.0033754 | 27 | Residential_2037_SC D_MW_After Competition Groups_27 | ENERGY STAR LED LAMPS (REFLECTOR LAMPs/MR16/PAR 16) | 0.3375% | 0.015432 | 2.0969 | Residential_2037_SC D_MW_After Competition Groups_ENERGY STAR LED LAMPS (REFLECTOR LAMPs/MR16/PAR 16)
Residential | Res ¦ Energy Star Dehumidifier | 2037 | SC D | MW | After Competition Groups | 1.689 | 287955.6681 | 0.28796 | 621.23 | 0.0027188 | 28 | Residential_2037_SC D_MW_After Competition Groups_28 | Energy Star Dehumidifier | 0.2719% | 0.28796 | 1.689 | Residential_2037_SC D_MW_After Competition Groups_Energy Star Dehumidifier
Residential | Res ¦ Furnace Whistle | 2037 | SC D | MW | After Competition Groups | 1.6635 | 23932.8392 | 0.023933 | 621.23 | 0.0026777 | 29 | Residential_2037_SC D_MW_After Competition Groups_29 | Furnace Whistle | 0.2678% | 0.023933 | 1.6635 | Residential_2037_SC D_MW_After Competition Groups_Furnace Whistle
Residential | Res ¦ Comprehensive Draft Proofing | 2037 | SC D | MW | After Competition Groups | 1.3165 | 0 | 0 | 621.23 | 0.0021192 | 30 | Residential_2037_SC D_MW_After Competition Groups_30 | Comprehensive Draft Proofing | 0.2119% | 0 | 1.3165 | Residential_2037_SC D_MW_After Competition Groups_Comprehensive Draft Proofing
Residential | Res ¦ Variable Frequency Drive (VFD) | 2037 | SC D | MW | After Competition Groups | 1.1036 | 99204.8153 | 0.099205 | 621.23 | 0.0017765 | 31 | Residential_2037_SC D_MW_After Competition Groups_31 | Variable Frequency Drive (VFD) | 0.1777% | 0.099205 | 1.1036 | Residential_2037_SC D_MW_After Competition Groups_Variable Frequency Drive (VFD)
Residential | Res ¦ CO Sensors for parking garage exhaust fans | 2037 | SC D | MW | After Competition Groups | 1.0889 | 122134.7777 | 0.12213 | 621.23 | 0.0017528 | 32 | Residential_2037_SC D_MW_After Competition Groups_32 | CO Sensors for parking garage exhaust fans | 0.1753% | 0.12213 | 1.0889 | Residential_2037_SC D_MW_After Competition Groups_CO Sensors for parking garage exhaust fans
Residential | Res ¦ LED Parking Lot Fixture | 2037 | SC D | MW | After Competition Groups | 0.91784 | 0 | 0 | 621.23 | 0.0014775 | 33 | Residential_2037_SC D_MW_After Competition Groups_33 | LED Parking Lot Fixture | 0.1477% | 0 | 0.91784 | Residential_2037_SC D_MW_After Competition Groups_LED Parking Lot Fixture
Residential | Res ¦ Water Heater Temperature Setback | 2037 | SC D | MW | After Competition Groups | 0.81018 | 11621.2469 | 0.011621 | 621.23 | 0.0013042 | 34 | Residential_2037_SC D_MW_After Competition Groups_34 | Water Heater Temperature Setback | 0.1304% | 0.011621 | 0.81018 | Residential_2037_SC D_MW_After Competition Groups_Water Heater Temperature Setback
Residential | Res ¦ Floor Insulation | 2037 | SC D | MW | After Competition Groups | 0.80541 | 101582.4855 | 0.10158 | 621.23 | 0.0012965 | 35 | Residential_2037_SC D_MW_After Competition Groups_35 | Floor Insulation | 0.1296% | 0.10158 | 0.80541 | Residential_2037_SC D_MW_After Competition Groups_Floor Insulation
Residential | Res ¦ Tankless Water Heater | 2037 | SC D | MW | After Competition Groups | 0.77382 | 156380.1229 | 0.15638 | 621.23 | 0.0012456 | 36 | Residential_2037_SC D_MW_After Competition Groups_36 | Tankless Water Heater | 0.1246% | 0.15638 | 0.77382 | Residential_2037_SC D_MW_After Competition Groups_Tankless Water Heater
Residential | Res ¦ Demand Control Ventilation | 2037 | SC D | MW | After Competition Groups | 0.75853 | 0 | 0 | 621.23 | 0.001221 | 37 | Residential_2037_SC D_MW_After Competition Groups_37 | Demand Control Ventilation | 0.1221% | 0 | 0.75853 | Residential_2037_SC D_MW_After Competition Groups_Demand Control Ventilation
Residential | Res ¦ LED Downlight | 2037 | SC D | MW | After Competition Groups | 0.69314 | 0 | 0 | 621.23 | 0.0011158 | 38 | Residential_2037_SC D_MW_After Competition Groups_38 | LED Downlight | 0.1116% | 0 | 0.69314 | Residential_2037_SC D_MW_After Competition Groups_LED Downlight
Residential | Res ¦ Clothes Drying Racks | 2037 | SC D | MW | After Competition Groups | 0.6415 | 0 | 0 | 621.23 | 0.0010326 | 39 | Residential_2037_SC D_MW_After Competition Groups_39 | Clothes Drying Racks | 0.1033% | 0 | 0.6415 | Residential_2037_SC D_MW_After Competition Groups_Clothes Drying Racks
Residential | Res ¦ Condensing Make Up Air Unit | 2037 | SC D | MW | After Competition Groups | 0.48451 | 100314.0517 | 0.10031 | 621.23 | 0.00077992 | 40 | Residential_2037_SC D_MW_After Competition Groups_40 | Condensing Make Up Air Unit | 0.07799% | 0.10031 | 0.48451 | Residential_2037_SC D_MW_After Competition Groups_Condensing Make Up Air Unit
Residential | Res ¦ ENERGY STAR LED Lamps (General Service Lamps) | 2037 | SC D | MW | After Competition Groups | 0.46173 | 4234.9322 | 0.0042349 | 621.23 | 0.00074324 | 41 | Residential_2037_SC D_MW_After Competition Groups_41 | ENERGY STAR LED Lamps (General Service Lamps) | 0.07432% | 0.0042349 | 0.46173 | Residential_2037_SC D_MW_After Competition Groups_ENERGY STAR LED Lamps (General Service Lamps)
Residential | Res ¦ Duct Insulation | 2037 | SC D | MW | After Competition Groups | 0.43913 | 31038.4728 | 0.031038 | 621.23 | 0.00070687 | 42 | Residential_2037_SC D_MW_After Competition Groups_42 | Duct Insulation | 0.07069% | 0.031038 | 0.43913 | Residential_2037_SC D_MW_After Competition Groups_Duct Insulation
Residential | Res ¦ LED Exterior Area Lights - LED Fixture (200W) | 2037 | SC D | MW | After Competition Groups | 0.41588 | 0 | 0 | 621.23 | 0.00066945 | 43 | Residential_2037_SC D_MW_After Competition Groups_43 | LED Exterior Area Lights - LED Fixture (200W) | 0.06694% | 0 | 0.41588 | Residential_2037_SC D_MW_After Competition Groups_LED Exterior Area Lights - LED Fixture (200W)
Residential | Res ¦ VFD on Pumps | 2037 | SC D | MW | After Competition Groups | 0.317 | 30307.2012 | 0.030307 | 621.23 | 0.00051028 | 44 | Residential_2037_SC D_MW_After Competition Groups_44 | VFD on Pumps | 0.05103% | 0.030307 | 0.317 | Residential_2037_SC D_MW_After Competition Groups_VFD on Pumps
Residential | Res ¦ Heat Recovery Ventilator | 2037 | SC D | MW | After Competition Groups | 0.29919 | 0 | 0 | 621.23 | 0.0004816 | 45 | Residential_2037_SC D_MW_After Competition Groups_45 | Heat Recovery Ventilator | 0.04816% | 0 | 0.29919 | Residential_2037_SC D_MW_After Competition Groups_Heat Recovery Ventilator
Residential | Res ¦ Duct Insulation MF | 2037 | SC D | MW | After Competition Groups | 0.26908 | 35330.5488 | 0.035331 | 621.23 | 0.00043315 | 46 | Residential_2037_SC D_MW_After Competition Groups_46 | Duct Insulation MF | 0.04331% | 0.035331 | 0.26908 | Residential_2037_SC D_MW_After Competition Groups_Duct Insulation MF
Residential | Res ¦ ECM MOTORS FOR HVAC APPLICATION (FAN-POWERED VAV BOX) | 2037 | SC D | MW | After Competition Groups | 0.20689 | 24130.6508 | 0.024131 | 621.23 | 0.00033304 | 47 | Residential_2037_SC D_MW_After Competition Groups_47 | ECM MOTORS FOR HVAC APPLICATION (FAN-POWERED VAV BOX) | 0.0333% | 0.024131 | 0.20689 | Residential_2037_SC D_MW_After Competition Groups_ECM MOTORS FOR HVAC APPLICATION (FAN-POWERED VAV BOX)
Residential | Res ¦ Chilled Water Optimization | 2037 | SC D | MW | After Competition Groups | 0.19911 | 201.7388 | 0.00020174 | 621.23 | 0.0003205 | 48 | Residential_2037_SC D_MW_After Competition Groups_48 | Chilled Water Optimization | 0.03205% | 0.00020174 | 0.19911 | Residential_2037_SC D_MW_After Competition Groups_Chilled Water Optimization
Residential | Res ¦ Beverage Vending Machine Controls | 2037 | SC D | MW | After Competition Groups | 0.14904 | 7692.4256 | 0.0076924 | 621.23 | 0.00023991 | 49 | Residential_2037_SC D_MW_After Competition Groups_49 | Beverage Vending Machine Controls | 0.02399% | 0.0076924 | 0.14904 | Residential_2037_SC D_MW_After Competition Groups_Beverage Vending Machine Controls
Residential | Res ¦ Wall Insulation | 2037 | SC D | MW | After Competition Groups | 0.017646 | 6022.6168 | 0.0060226 | 621.23 | 2.8405e-05 | 50 | Residential_2037_SC D_MW_After Competition Groups_50 | Wall Insulation | 0.002841% | 0.0060226 | 0.017646 | Residential_2037_SC D_MW_After Competition Groups_Wall Insulation
Residential | Res ¦ LED High Bay Fixture | 2037 | SC D | MW | After Competition Groups | 0.012664 | 3014.4775 | 0.0030145 | 621.23 | 2.0385e-05 | 51 | Residential_2037_SC D_MW_After Competition Groups_51 | LED High Bay Fixture | 0.002039% | 0.0030145 | 0.012664 | Residential_2037_SC D_MW_After Competition Groups_LED High Bay Fixture
Residential | Res ¦ Wall Insulation MF | 2037 | SC D | MW | After Competition Groups | 0.0036162 | 0 | 0 | 621.23 | 5.821e-06 | 52 | Residential_2037_SC D_MW_After Competition Groups_52 | Wall Insulation MF | 0.0005821% | 0 | 0.0036162 | Residential_2037_SC D_MW_After Competition Groups_Wall Insulation MF
Residential | Res ¦ Freezer Recycling | 2037 | SC D | MW | After Competition Groups | 0.00052709 | 0 | 0 | 621.23 | 8.4846e-07 | 53 | Residential_2037_SC D_MW_After Competition Groups_53 | Freezer Recycling | 8.485e-05% | 0 | 0.00052709 | Residential_2037_SC D_MW_After Competition Groups_Freezer Recycling
Residential | Res ¦ Smart Power Bar | 2037 | SC D | MW | After Competition Groups | 0 | 0 | 0 | 621.23 | 0 | 54 | Residential_2037_SC D_MW_After Competition Groups_54 | Smart Power Bar | 0% | 0 | 0 | Residential_2037_SC D_MW_After Competition Groups_Smart Power Bar
Residential | Res ¦ Energy Star Central Air Conditioner | 2037 | Technical | MW | After Competition Groups | 253.2952 | 0 | 0 | 2525.0181 | 0.10031 | 1 | Residential_2037_Technical_MW_After Competition Groups_1 | Energy Star Central Air Conditioner | 10.03% | 0 | 253.2952 | Residential_2037_Technical_MW_After Competition Groups_Energy Star Central Air Conditioner
Residential | Res ¦ Energy Star Ground Source Heat Pump | 2037 | Technical | MW | After Competition Groups | 227.6298 | 0 | 0 | 2525.0181 | 0.09015 | 2 | Residential_2037_Technical_MW_After Competition Groups_2 | Energy Star Ground Source Heat Pump | 9.015% | 0 | 227.6298 | Residential_2037_Technical_MW_After Competition Groups_Energy Star Ground Source Heat Pump
Residential | Res ¦ Ductless Mini-Split Heat Pump | 2037 | Technical | MW | After Competition Groups | 226.5851 | 0 | 0 | 2525.0181 | 0.089736 | 3 | Residential_2037_Technical_MW_After Competition Groups_3 | Ductless Mini-Split Heat Pump | 8.974% | 0 | 226.5851 | Residential_2037_Technical_MW_After Competition Groups_Ductless Mini-Split Heat Pump
Residential | Res ¦ Ductless Mini-Split Air Conditioner | 2037 | Technical | MW | After Competition Groups | 209.7827 | 0 | 0 | 2525.0181 | 0.083082 | 4 | Residential_2037_Technical_MW_After Competition Groups_4 | Ductless Mini-Split Air Conditioner | 8.308% | 0 | 209.7827 | Residential_2037_Technical_MW_After Competition Groups_Ductless Mini-Split Air Conditioner
Residential | Res ¦ Adaptive Thermostat | 2037 | Technical | MW | After Competition Groups | 203.0972 | 0 | 0 | 2525.0181 | 0.080434 | 5 | Residential_2037_Technical_MW_After Competition Groups_5 | Adaptive Thermostat | 8.043% | 0 | 203.0972 | Residential_2037_Technical_MW_After Competition Groups_Adaptive Thermostat
Residential | Res ¦ Smart Burners | 2037 | Technical | MW | After Competition Groups | 152.9421 | 0 | 0 | 2525.0181 | 0.060571 | 6 | Residential_2037_Technical_MW_After Competition Groups_6 | Smart Burners | 6.057% | 0 | 152.9421 | Residential_2037_Technical_MW_After Competition Groups_Smart Burners
Residential | Res ¦ Energy Star Refrigerator | 2037 | Technical | MW | After Competition Groups | 124.4797 | 0 | 0 | 2525.0181 | 0.049299 | 7 | Residential_2037_Technical_MW_After Competition Groups_7 | Energy Star Refrigerator | 4.93% | 0 | 124.4797 | Residential_2037_Technical_MW_After Competition Groups_Energy Star Refrigerator
Residential | Res ¦ Heat Pump Clothes Dryer | 2037 | Technical | MW | After Competition Groups | 109.4853 | 0 | 0 | 2525.0181 | 0.04336 | 8 | Residential_2037_Technical_MW_After Competition Groups_8 | Heat Pump Clothes Dryer | 4.336% | 0 | 109.4853 | Residential_2037_Technical_MW_After Competition Groups_Heat Pump Clothes Dryer
Residential | Res ¦ Energy Star Clothes Washer | 2037 | Technical | MW | After Competition Groups | 100.7971 | 0 | 0 | 2525.0181 | 0.039919 | 9 | Residential_2037_Technical_MW_After Competition Groups_9 | Energy Star Clothes Washer | 3.992% | 0 | 100.7971 | Residential_2037_Technical_MW_After Competition Groups_Energy Star Clothes Washer
Residential | Res ¦ Building Recommissioning, Operations and Maintenance (O&M) Improvements | 2037 | Technical | MW | After Competition Groups | 72.8307 | 0 | 0 | 2525.0181 | 0.028844 | 10 | Residential_2037_Technical_MW_After Competition Groups_10 | Building Recommissioning, Operations and Maintenance (O&M) Improvements | 2.884% | 0 | 72.8307 | Residential_2037_Technical_MW_After Competition Groups_Building Recommissioning, Operations and Maintenance (O&M) Improvements
Residential | Res ¦ Basement Wall Insulation | 2037 | Technical | MW | After Competition Groups | 67.1759 | 0 | 0 | 2525.0181 | 0.026604 | 11 | Residential_2037_Technical_MW_After Competition Groups_11 | Basement Wall Insulation | 2.66% | 0 | 67.1759 | Residential_2037_Technical_MW_After Competition Groups_Basement Wall Insulation
Residential | Res ¦ Energy Star LED Bulbs General Purpose LEDs | 2037 | Technical | MW | After Competition Groups | 61.4876 | 0 | 0 | 2525.0181 | 0.024351 | 12 | Residential_2037_Technical_MW_After Competition Groups_12 | Energy Star LED Bulbs General Purpose LEDs | 2.435% | 0 | 61.4876 | Residential_2037_Technical_MW_After Competition Groups_Energy Star LED Bulbs General Purpose LEDs
Residential | Res ¦ Basement or Crawlspace Insulation | 2037 | Technical | MW | After Competition Groups | 55.7847 | 0 | 0 | 2525.0181 | 0.022093 | 13 | Residential_2037_Technical_MW_After Competition Groups_13 | Basement or Crawlspace Insulation | 2.209% | 0 | 55.7847 | Residential_2037_Technical_MW_After Competition Groups_Basement or Crawlspace Insulation
Residential | Res ¦ Smart Power Bar | 2037 | Technical | MW | After Competition Groups | 54.0071 | 0 | 0 | 2525.0181 | 0.021389 | 14 | Residential_2037_Technical_MW_After Competition Groups_14 | Smart Power Bar | 2.139% | 0 | 54.0071 | Residential_2037_Technical_MW_After Competition Groups_Smart Power Bar
Residential | Res ¦ Energy Star A Line, PAR, MR Lamps | 2037 | Technical | MW | After Competition Groups | 52.7699 | 0 | 0 | 2525.0181 | 0.020899 | 15 | Residential_2037_Technical_MW_After Competition Groups_15 | Energy Star A Line, PAR, MR Lamps | 2.09% | 0 | 52.7699 | Residential_2037_Technical_MW_After Competition Groups_Energy Star A Line, PAR, MR Lamps
Residential | Res ¦ Variable Speed Pool Pump Motor | 2037 | Technical | MW | After Competition Groups | 52.0222 | 0 | 0 | 2525.0181 | 0.020603 | 16 | Residential_2037_Technical_MW_After Competition Groups_16 | Variable Speed Pool Pump Motor | 2.06% | 0 | 52.0222 | Residential_2037_Technical_MW_After Competition Groups_Variable Speed Pool Pump Motor
Residential | Res ¦ Attic Insulation | 2037 | Technical | MW | After Competition Groups | 51.8218 | 0 | 0 | 2525.0181 | 0.020523 | 17 | Residential_2037_Technical_MW_After Competition Groups_17 | Attic Insulation | 2.052% | 0 | 51.8218 | Residential_2037_Technical_MW_After Competition Groups_Attic Insulation
Residential | Res ¦ Wall Insulation | 2037 | Technical | MW | After Competition Groups | 40.4887 | 0 | 0 | 2525.0181 | 0.016035 | 18 | Residential_2037_Technical_MW_After Competition Groups_18 | Wall Insulation | 1.604% | 0 | 40.4887 | Residential_2037_Technical_MW_After Competition Groups_Wall Insulation
Residential | Res ¦ Lighting Motion Sensors, Timers, Dimmers | 2037 | Technical | MW | After Competition Groups | 40.3909 | 0 | 0 | 2525.0181 | 0.015996 | 19 | Residential_2037_Technical_MW_After Competition Groups_19 | Lighting Motion Sensors, Timers, Dimmers | 1.6% | 0 | 40.3909 | Residential_2037_Technical_MW_After Competition Groups_Lighting Motion Sensors, Timers, Dimmers
Residential | Res ¦ Variable Refrigerant Flow Heat Pump | 2037 | Technical | MW | After Competition Groups | 34.1203 | 0 | 0 | 2525.0181 | 0.013513 | 20 | Residential_2037_Technical_MW_After Competition Groups_20 | Variable Refrigerant Flow Heat Pump | 1.351% | 0 | 34.1203 | Residential_2037_Technical_MW_After Competition Groups_Variable Refrigerant Flow Heat Pump
Residential | Res ¦ Home Energy Reports | 2037 | Technical | MW | After Competition Groups | 30.5006 | 0 | 0 | 2525.0181 | 0.012079 | 21 | Residential_2037_Technical_MW_After Competition Groups_21 | Home Energy Reports | 1.208% | 0 | 30.5006 | Residential_2037_Technical_MW_After Competition Groups_Home Energy Reports
Residential | Res ¦ Energy Star Light Fixture | 2037 | Technical | MW | After Competition Groups | 20.723 | 0 | 0 | 2525.0181 | 0.0082071 | 22 | Residential_2037_Technical_MW_After Competition Groups_22 | Energy Star Light Fixture | 0.8207% | 0 | 20.723 | Residential_2037_Technical_MW_After Competition Groups_Energy Star Light Fixture
Residential | Res ¦ Ceiling Insulation | 2037 | Technical | MW | After Competition Groups | 20.2959 | 0 | 0 | 2525.0181 | 0.0080379 | 23 | Residential_2037_Technical_MW_After Competition Groups_23 | Ceiling Insulation | 0.8038% | 0 | 20.2959 | Residential_2037_Technical_MW_After Competition Groups_Ceiling Insulation
Residential | Res ¦ Energy Star Torchiere | 2037 | Technical | MW | After Competition Groups | 16.7851 | 0 | 0 | 2525.0181 | 0.0066475 | 24 | Residential_2037_Technical_MW_After Competition Groups_24 | Energy Star Torchiere | 0.6648% | 0 | 16.7851 | Residential_2037_Technical_MW_After Competition Groups_Energy Star Torchiere
Residential | Res ¦ Duct Insulation | 2037 | Technical | MW | After Competition Groups | 16.6848 | 0 | 0 | 2525.0181 | 0.0066078 | 25 | Residential_2037_Technical_MW_After Competition Groups_25 | Duct Insulation | 0.6608% | 0 | 16.6848 | Residential_2037_Technical_MW_After Competition Groups_Duct Insulation
Residential | Res ¦ Air Sealing | 2037 | Technical | MW | After Competition Groups | 14.2891 | 0 | 0 | 2525.0181 | 0.005659 | 26 | Residential_2037_Technical_MW_After Competition Groups_26 | Air Sealing | 0.5659% | 0 | 14.2891 | Residential_2037_Technical_MW_After Competition Groups_Air Sealing
Residential | Res ¦ Central Air Conditioner Maintenance | 2037 | Technical | MW | After Competition Groups | 13.5818 | 0 | 0 | 2525.0181 | 0.0053789 | 27 | Residential_2037_Technical_MW_After Competition Groups_27 | Central Air Conditioner Maintenance | 0.5379% | 0 | 13.5818 | Residential_2037_Technical_MW_After Competition Groups_Central Air Conditioner Maintenance
Residential | Res ¦ Floor Insulation | 2037 | Technical | MW | After Competition Groups | 13.5817 | 0 | 0 | 2525.0181 | 0.0053789 | 28 | Residential_2037_Technical_MW_After Competition Groups_28 | Floor Insulation | 0.5379% | 0 | 13.5817 | Residential_2037_Technical_MW_After Competition Groups_Floor Insulation
Residential | Res ¦ High Efficiency Chiller (avg of water and air cooled) | 2037 | Technical | MW | After Competition Groups | 12.9137 | 0 | 0 | 2525.0181 | 0.0051143 | 29 | Residential_2037_Technical_MW_After Competition Groups_29 | High Efficiency Chiller (avg of water and air cooled) | 0.5114% | 0 | 12.9137 | Residential_2037_Technical_MW_After Competition Groups_High Efficiency Chiller (avg of water and air cooled)
Residential | Res ¦ Dehumidifier Recycling | 2037 | Technical | MW | After Competition Groups | 12.5279 | 0 | 0 | 2525.0181 | 0.0049615 | 30 | Residential_2037_Technical_MW_After Competition Groups_30 | Dehumidifier Recycling | 0.4962% | 0 | 12.5279 | Residential_2037_Technical_MW_After Competition Groups_Dehumidifier Recycling
Residential | Res ¦ Energy Star Freezer | 2037 | Technical | MW | After Competition Groups | 11.9428 | 0 | 0 | 2525.0181 | 0.0047298 | 31 | Residential_2037_Technical_MW_After Competition Groups_31 | Energy Star Freezer | 0.473% | 0 | 11.9428 | Residential_2037_Technical_MW_After Competition Groups_Energy Star Freezer
Residential | Res ¦ Advanced BAS/Controllers | 2037 | Technical | MW | After Competition Groups | 10.6596 | 0 | 0 | 2525.0181 | 0.0042216 | 32 | Residential_2037_Technical_MW_After Competition Groups_32 | Advanced BAS/Controllers | 0.4222% | 0 | 10.6596 | Residential_2037_Technical_MW_After Competition Groups_Advanced BAS/Controllers
Residential | Res ¦ Clothes Drying Racks | 2037 | Technical | MW | After Competition Groups | 9.8644 | 0 | 0 | 2525.0181 | 0.0039066 | 33 | Residential_2037_Technical_MW_After Competition Groups_33 | Clothes Drying Racks | 0.3907% | 0 | 9.8644 | Residential_2037_Technical_MW_After Competition Groups_Clothes Drying Racks
Residential | Res ¦ Refrigerator Recycling | 2037 | Technical | MW | After Competition Groups | 8.3594 | 0 | 0 | 2525.0181 | 0.0033106 | 34 | Residential_2037_Technical_MW_After Competition Groups_34 | Refrigerator Recycling | 0.3311% | 0 | 8.3594 | Residential_2037_Technical_MW_After Competition Groups_Refrigerator Recycling
Residential | Res ¦ Freezer Recycling | 2037 | Technical | MW | After Competition Groups | 7.7875 | 0 | 0 | 2525.0181 | 0.0030841 | 35 | Residential_2037_Technical_MW_After Competition Groups_35 | Freezer Recycling | 0.3084% | 0 | 7.7875 | Residential_2037_Technical_MW_After Competition Groups_Freezer Recycling
Residential | Res ¦ Energy Star Dehumidifier | 2037 | Technical | MW | After Competition Groups | 7.3609 | 0 | 0 | 2525.0181 | 0.0029152 | 36 | Residential_2037_Technical_MW_After Competition Groups_36 | Energy Star Dehumidifier | 0.2915% | 0 | 7.3609 | Residential_2037_Technical_MW_After Competition Groups_Energy Star Dehumidifier
Residential | Res ¦ Duct Insulation MF | 2037 | Technical | MW | After Competition Groups | 7.3606 | 0 | 0 | 2525.0181 | 0.0029151 | 37 | Residential_2037_Technical_MW_After Competition Groups_37 | Duct Insulation MF | 0.2915% | 0 | 7.3606 | Residential_2037_Technical_MW_After Competition Groups_Duct Insulation MF
Residential | Res ¦ Occupancy Sensors MF | 2037 | Technical | MW | After Competition Groups | 6.8749 | 0 | 0 | 2525.0181 | 0.0027227 | 38 | Residential_2037_Technical_MW_After Competition Groups_38 | Occupancy Sensors MF | 0.2723% | 0 | 6.8749 | Residential_2037_Technical_MW_After Competition Groups_Occupancy Sensors MF
Residential | Res ¦ Heat Pump Water Heater | 2037 | Technical | MW | After Competition Groups | 6.4973 | 0 | 0 | 2525.0181 | 0.0025732 | 39 | Residential_2037_Technical_MW_After Competition Groups_39 | Heat Pump Water Heater | 0.2573% | 0 | 6.4973 | Residential_2037_Technical_MW_After Competition Groups_Heat Pump Water Heater
Residential | Res ¦ Heat Recovery Ventilator | 2037 | Technical | MW | After Competition Groups | 6.238 | 0 | 0 | 2525.0181 | 0.0024705 | 40 | Residential_2037_Technical_MW_After Competition Groups_40 | Heat Recovery Ventilator | 0.247% | 0 | 6.238 | Residential_2037_Technical_MW_After Competition Groups_Heat Recovery Ventilator
Residential | Res ¦ Energy Star Windows | 2037 | Technical | MW | After Competition Groups | 5.7805 | 0 | 0 | 2525.0181 | 0.0022893 | 41 | Residential_2037_Technical_MW_After Competition Groups_41 | Energy Star Windows | 0.2289% | 0 | 5.7805 | Residential_2037_Technical_MW_After Competition Groups_Energy Star Windows
Residential | Res ¦ Central Lighting Control System | 2037 | Technical | MW | After Competition Groups | 5.5089 | 0 | 0 | 2525.0181 | 0.0021817 | 42 | Residential_2037_Technical_MW_After Competition Groups_42 | Central Lighting Control System | 0.2182% | 0 | 5.5089 | Residential_2037_Technical_MW_After Competition Groups_Central Lighting Control System
Residential | Res ¦ Furnace with ECM | 2037 | Technical | MW | After Competition Groups | 5.474 | 0 | 0 | 2525.0181 | 0.0021679 | 43 | Residential_2037_Technical_MW_After Competition Groups_43 | Furnace with ECM | 0.2168% | 0 | 5.474 | Residential_2037_Technical_MW_After Competition Groups_Furnace with ECM
Residential | Res ¦ Energy Star Ceiling Fan/Lighting | 2037 | Technical | MW | After Competition Groups | 5.0915 | 0 | 0 | 2525.0181 | 0.0020164 | 44 | Residential_2037_Technical_MW_After Competition Groups_44 | Energy Star Ceiling Fan/Lighting | 0.2016% | 0 | 5.0915 | Residential_2037_Technical_MW_After Competition Groups_Energy Star Ceiling Fan/Lighting
Residential | Res ¦ LED Downlight | 2037 | Technical | MW | After Competition Groups | 4.6439 | 0 | 0 | 2525.0181 | 0.0018392 | 45 | Residential_2037_Technical_MW_After Competition Groups_45 | LED Downlight | 0.1839% | 0 | 4.6439 | Residential_2037_Technical_MW_After Competition Groups_LED Downlight
Residential | Res ¦ LED Tube Re-Lamp | 2037 | Technical | MW | After Competition Groups | 4.2503 | 0 | 0 | 2525.0181 | 0.0016833 | 46 | Residential_2037_Technical_MW_After Competition Groups_46 | LED Tube Re-Lamp | 0.1683% | 0 | 4.2503 | Residential_2037_Technical_MW_After Competition Groups_LED Tube Re-Lamp
Residential | Res ¦ Minimize Hot and Warm Clothes Wash | 2037 | Technical | MW | After Competition Groups | 4.1319 | 0 | 0 | 2525.0181 | 0.0016364 | 47 | Residential_2037_Technical_MW_After Competition Groups_47 | Minimize Hot and Warm Clothes Wash | 0.1636% | 0 | 4.1319 | Residential_2037_Technical_MW_After Competition Groups_Minimize Hot and Warm Clothes Wash
Residential | Res ¦ INTEGRAL LED TROFFERS | 2037 | Technical | MW | After Competition Groups | 3.7615 | 0 | 0 | 2525.0181 | 0.0014897 | 48 | Residential_2037_Technical_MW_After Competition Groups_48 | INTEGRAL LED TROFFERS | 0.149% | 0 | 3.7615 | Residential_2037_Technical_MW_After Competition Groups_INTEGRAL LED TROFFERS
Residential | Res ¦ Passive Attic Ventilation | 2037 | Technical | MW | After Competition Groups | 3.5344 | 0 | 0 | 2525.0181 | 0.0013997 | 49 | Residential_2037_Technical_MW_After Competition Groups_49 | Passive Attic Ventilation | 0.14% | 0 | 3.5344 | Residential_2037_Technical_MW_After Competition Groups_Passive Attic Ventilation
Residential | Res ¦ Outside Air Economizer | 2037 | Technical | MW | After Competition Groups | 3.4657 | 0 | 0 | 2525.0181 | 0.0013726 | 50 | Residential_2037_Technical_MW_After Competition Groups_50 | Outside Air Economizer | 0.1373% | 0 | 3.4657 | Residential_2037_Technical_MW_After Competition Groups_Outside Air Economizer
Residential | Res ¦ Energy Star Dishwasher | 2037 | Technical | MW | After Competition Groups | 3.2847 | 0 | 0 | 2525.0181 | 0.0013009 | 51 | Residential_2037_Technical_MW_After Competition Groups_51 | Energy Star Dishwasher | 0.1301% | 0 | 3.2847 | Residential_2037_Technical_MW_After Competition Groups_Energy Star Dishwasher
Residential | Res ¦ Early Hot Water Heater Replacement | 2037 | Technical | MW | After Competition Groups | 2.6815 | 0 | 0 | 2525.0181 | 0.001062 | 52 | Residential_2037_Technical_MW_After Competition Groups_52 | Early Hot Water Heater Replacement | 0.1062% | 0 | 2.6815 | Residential_2037_Technical_MW_After Competition Groups_Early Hot Water Heater Replacement
Residential | Res ¦ Air Source Heat Pump Maintenance | 2037 | Technical | MW | After Competition Groups | 2.3757 | 0 | 0 | 2525.0181 | 0.00094088 | 53 | Residential_2037_Technical_MW_After Competition Groups_53 | Air Source Heat Pump Maintenance | 0.09409% | 0 | 2.3757 | Residential_2037_Technical_MW_After Competition Groups_Air Source Heat Pump Maintenance
Residential | Res ¦ Condensing Make Up Air Unit | 2037 | Technical | MW | After Competition Groups | 2.3018 | 0 | 0 | 2525.0181 | 0.0009116 | 54 | Residential_2037_Technical_MW_After Competition Groups_54 | Condensing Make Up Air Unit | 0.09116% | 0 | 2.3018 | Residential_2037_Technical_MW_After Competition Groups_Condensing Make Up Air Unit
Residential | Res ¦ CO Sensors for parking garage exhaust fans | 2037 | Technical | MW | After Competition Groups | 2.1866 | 0 | 0 | 2525.0181 | 0.00086598 | 55 | Residential_2037_Technical_MW_After Competition Groups_55 | CO Sensors for parking garage exhaust fans | 0.0866% | 0 | 2.1866 | Residential_2037_Technical_MW_After Competition Groups_CO Sensors for parking garage exhaust fans
Residential | Res ¦ Solar Powered Attic Fan | 2037 | Technical | MW | After Competition Groups | 1.9644 | 0 | 0 | 2525.0181 | 0.00077798 | 56 | Residential_2037_Technical_MW_After Competition Groups_56 | Solar Powered Attic Fan | 0.0778% | 0 | 1.9644 | Residential_2037_Technical_MW_After Competition Groups_Solar Powered Attic Fan
Residential | Res ¦ ENERGY STAR LED LAMPS (REFLECTOR LAMPs/MR16/PAR 16) | 2037 | Technical | MW | After Competition Groups | 1.8888 | 0 | 0 | 2525.0181 | 0.00074804 | 57 | Residential_2037_Technical_MW_After Competition Groups_57 | ENERGY STAR LED LAMPS (REFLECTOR LAMPs/MR16/PAR 16) | 0.0748% | 0 | 1.8888 | Residential_2037_Technical_MW_After Competition Groups_ENERGY STAR LED LAMPS (REFLECTOR LAMPs/MR16/PAR 16)
Residential | Res ¦ Demand Control Ventilation | 2037 | Technical | MW | After Competition Groups | 1.8734 | 0 | 0 | 2525.0181 | 0.00074193 | 58 | Residential_2037_Technical_MW_After Competition Groups_58 | Demand Control Ventilation | 0.07419% | 0 | 1.8734 | Residential_2037_Technical_MW_After Competition Groups_Demand Control Ventilation
Residential | Res ¦ Drain Water Heat Recovery | 2037 | Technical | MW | After Competition Groups | 1.801 | 0 | 0 | 2525.0181 | 0.00071328 | 59 | Residential_2037_Technical_MW_After Competition Groups_59 | Drain Water Heat Recovery | 0.07133% | 0 | 1.801 | Residential_2037_Technical_MW_After Competition Groups_Drain Water Heat Recovery
Residential | Res ¦ Furnace Whistle | 2037 | Technical | MW | After Competition Groups | 1.8002 | 0 | 0 | 2525.0181 | 0.00071296 | 60 | Residential_2037_Technical_MW_After Competition Groups_60 | Furnace Whistle | 0.0713% | 0 | 1.8002 | Residential_2037_Technical_MW_After Competition Groups_Furnace Whistle
Residential | Res ¦ Window Film | 2037 | Technical | MW | After Competition Groups | 1.6566 | 0 | 0 | 2525.0181 | 0.00065607 | 61 | Residential_2037_Technical_MW_After Competition Groups_61 | Window Film | 0.06561% | 0 | 1.6566 | Residential_2037_Technical_MW_After Competition Groups_Window Film
Residential | Res ¦ Comprehensive Draft Proofing | 2037 | Technical | MW | After Competition Groups | 1.5298 | 0 | 0 | 2525.0181 | 0.00060584 | 62 | Residential_2037_Technical_MW_After Competition Groups_62 | Comprehensive Draft Proofing | 0.06058% | 0 | 1.5298 | Residential_2037_Technical_MW_After Competition Groups_Comprehensive Draft Proofing
Residential | Res ¦ Variable Frequency Drive (VFD) | 2037 | Technical | MW | After Competition Groups | 1.4838 | 0 | 0 | 2525.0181 | 0.00058762 | 63 | Residential_2037_Technical_MW_After Competition Groups_63 | Variable Frequency Drive (VFD) | 0.05876% | 0 | 1.4838 | Residential_2037_Technical_MW_After Competition Groups_Variable Frequency Drive (VFD)
Residential | Res ¦ DHW Recirculation Systems | 2037 | Technical | MW | After Competition Groups | 1.1649 | 0 | 0 | 2525.0181 | 0.00046135 | 64 | Residential_2037_Technical_MW_After Competition Groups_64 | DHW Recirculation Systems | 0.04614% | 0 | 1.1649 | Residential_2037_Technical_MW_After Competition Groups_DHW Recirculation Systems
Residential | Res ¦ Water Heater Temperature Setback | 2037 | Technical | MW | After Competition Groups | 0.93839 | 0 | 0 | 2525.0181 | 0.00037164 | 65 | Residential_2037_Technical_MW_After Competition Groups_65 | Water Heater Temperature Setback | 0.03716% | 0 | 0.93839 | Residential_2037_Technical_MW_After Competition Groups_Water Heater Temperature Setback
Residential | Res ¦ HVAC Optimization | 2037 | Technical | MW | After Competition Groups | 0.93257 | 0 | 0 | 2525.0181 | 0.00036933 | 66 | Residential_2037_Technical_MW_After Competition Groups_66 | HVAC Optimization | 0.03693% | 0 | 0.93257 | Residential_2037_Technical_MW_After Competition Groups_HVAC Optimization
Residential | Res ¦ LED Parking Lot Fixture | 2037 | Technical | MW | After Competition Groups | 0.87081 | 0 | 0 | 2525.0181 | 0.00034487 | 67 | Residential_2037_Technical_MW_After Competition Groups_67 | LED Parking Lot Fixture | 0.03449% | 0 | 0.87081 | Residential_2037_Technical_MW_After Competition Groups_LED Parking Lot Fixture
Residential | Res ¦ VFD on Pumps | 2037 | Technical | MW | After Competition Groups | 0.45627 | 0 | 0 | 2525.0181 | 0.0001807 | 68 | Residential_2037_Technical_MW_After Competition Groups_68 | VFD on Pumps | 0.01807% | 0 | 0.45627 | Residential_2037_Technical_MW_After Competition Groups_VFD on Pumps
Residential | Res ¦ ENERGY STAR LED Lamps (General Service Lamps) | 2037 | Technical | MW | After Competition Groups | 0.44541 | 0 | 0 | 2525.0181 | 0.0001764 | 69 | Residential_2037_Technical_MW_After Competition Groups_69 | ENERGY STAR LED Lamps (General Service Lamps) | 0.01764% | 0 | 0.44541 | Residential_2037_Technical_MW_After Competition Groups_ENERGY STAR LED Lamps (General Service Lamps)
Residential | Res ¦ LED Exterior Area Lights - LED Fixture (200W) | 2037 | Technical | MW | After Competition Groups | 0.4101 | 0 | 0 | 2525.0181 | 0.00016241 | 70 | Residential_2037_Technical_MW_After Competition Groups_70 | LED Exterior Area Lights - LED Fixture (200W) | 0.01624% | 0 | 0.4101 | Residential_2037_Technical_MW_After Competition Groups_LED Exterior Area Lights - LED Fixture (200W)
Residential | Res ¦ ECM MOTORS FOR HVAC APPLICATION (FAN-POWERED VAV BOX) | 2037 | Technical | MW | After Competition Groups | 0.36303 | 0 | 0 | 2525.0181 | 0.00014377 | 71 | Residential_2037_Technical_MW_After Competition Groups_71 | ECM MOTORS FOR HVAC APPLICATION (FAN-POWERED VAV BOX) | 0.01438% | 0 | 0.36303 | Residential_2037_Technical_MW_After Competition Groups_ECM MOTORS FOR HVAC APPLICATION (FAN-POWERED VAV BOX)
Residential | Res ¦ Tankless Water Heater | 2037 | Technical | MW | After Competition Groups | 0.35348 | 0 | 0 | 2525.0181 | 0.00013999 | 72 | Residential_2037_Technical_MW_After Competition Groups_72 | Tankless Water Heater | 0.014% | 0 | 0.35348 | Residential_2037_Technical_MW_After Competition Groups_Tankless Water Heater
Residential | Res ¦ Chilled Water Optimization | 2037 | Technical | MW | After Competition Groups | 0.32026 | 0 | 0 | 2525.0181 | 0.00012683 | 73 | Residential_2037_Technical_MW_After Competition Groups_73 | Chilled Water Optimization | 0.01268% | 0 | 0.32026 | Residential_2037_Technical_MW_After Competition Groups_Chilled Water Optimization
Residential | Res ¦ Beverage Vending Machine Controls | 2037 | Technical | MW | After Competition Groups | 0.25964 | 0 | 0 | 2525.0181 | 0.00010283 | 74 | Residential_2037_Technical_MW_After Competition Groups_74 | Beverage Vending Machine Controls | 0.01028% | 0 | 0.25964 | Residential_2037_Technical_MW_After Competition Groups_Beverage Vending Machine Controls
Residential | Res ¦ Wall Insulation MF | 2037 | Technical | MW | After Competition Groups | 0.14783 | 0 | 0 | 2525.0181 | 5.8547e-05 | 75 | Residential_2037_Technical_MW_After Competition Groups_75 | Wall Insulation MF | 0.005855% | 0 | 0.14783 | Residential_2037_Technical_MW_After Competition Groups_Wall Insulation MF
Residential | Res ¦ LED Recessed Downlights | 2037 | Technical | MW | After Competition Groups | 0.020303 | 0 | 0 | 2525.0181 | 8.0407e-06 | 76 | Residential_2037_Technical_MW_After Competition Groups_76 | LED Recessed Downlights | 0.0008041% | 0 | 0.020303 | Residential_2037_Technical_MW_After Competition Groups_LED Recessed Downlights
Residential | Res ¦ LED High Bay Fixture | 2037 | Technical | MW | After Competition Groups | 0.01735 | 0 | 0 | 2525.0181 | 6.8712e-06 | 77 | Residential_2037_Technical_MW_After Competition Groups_77 | LED High Bay Fixture | 0.0006871% | 0 | 0.01735 | Residential_2037_Technical_MW_After Competition Groups_LED High Bay Fixture
Residential | Res ¦ Solar Water Preheat (Pools/DHW) | 2037 | Technical | MW | After Competition Groups | 0.01241 | 0 | 0 | 2525.0181 | 4.9148e-06 | 78 | Residential_2037_Technical_MW_After Competition Groups_78 | Solar Water Preheat (Pools/DHW) | 0.0004915% | 0 | 0.01241 | Residential_2037_Technical_MW_After Competition Groups_Solar Water Preheat (Pools/DHW)
Residential | Res ¦ Radiant Barrier | 2037 | Technical | MW | After Competition Groups | 0.011413 | 0 | 0 | 2525.0181 | 4.5198e-06 | 79 | Residential_2037_Technical_MW_After Competition Groups_79 | Radiant Barrier | 0.000452% | 0 | 0.011413 | Residential_2037_Technical_MW_After Competition Groups_Radiant Barrier
Residential | Res ¦ Photocell Controls (Outdoor) | 2037 | Technical | MW | After Competition Groups | 4.0671e-05 | 0 | 0 | 2525.0181 | 1.6107e-08 | 80 | Residential_2037_Technical_MW_After Competition Groups_80 | Photocell Controls (Outdoor) | 1.611e-06% | 0 | 4.0671e-05 | Residential_2037_Technical_MW_After Competition Groups_Photocell Controls (Outdoor)
Residential | Res ¦ Ductless Mini-Split Heat Pump | 2038 | Economic | MW | After Competition Groups | 234.2273 | 0 | 0 | 1463.9123 | 0.16 | 1 | Residential_2038_Economic_MW_After Competition Groups_1 | Ductless Mini-Split Heat Pump | 16% | 0 | 234.2273 | Residential_2038_Economic_MW_After Competition Groups_Ductless Mini-Split Heat Pump
Residential | Res ¦ Adaptive Thermostat | 2038 | Economic | MW | After Competition Groups | 203.8009 | 0 | 0 | 1463.9123 | 0.13922 | 2 | Residential_2038_Economic_MW_After Competition Groups_2 | Adaptive Thermostat | 13.92% | 0 | 203.8009 | Residential_2038_Economic_MW_After Competition Groups_Adaptive Thermostat
Residential | Res ¦ Energy Star Air Source Heat Pump | 2038 | Economic | MW | After Competition Groups | 133.3905 | 0 | 0 | 1463.9123 | 0.091119 | 3 | Residential_2038_Economic_MW_After Competition Groups_3 | Energy Star Air Source Heat Pump | 9.112% | 0 | 133.3905 | Residential_2038_Economic_MW_After Competition Groups_Energy Star Air Source Heat Pump
Residential | Res ¦ Energy Star Clothes Washer | 2038 | Economic | MW | After Competition Groups | 103.4396 | 0 | 0 | 1463.9123 | 0.07066 | 4 | Residential_2038_Economic_MW_After Competition Groups_4 | Energy Star Clothes Washer | 7.066% | 0 | 103.4396 | Residential_2038_Economic_MW_After Competition Groups_Energy Star Clothes Washer
Residential | Res ¦ Energy Star Room Air Conditioner | 2038 | Economic | MW | After Competition Groups | 82.8415 | 0 | 0 | 1463.9123 | 0.056589 | 5 | Residential_2038_Economic_MW_After Competition Groups_5 | Energy Star Room Air Conditioner | 5.659% | 0 | 82.8415 | Residential_2038_Economic_MW_After Competition Groups_Energy Star Room Air Conditioner
Residential | Res ¦ Building Recommissioning, Operations and Maintenance (O&M) Improvements | 2038 | Economic | MW | After Competition Groups | 71.6799 | 0 | 0 | 1463.9123 | 0.048965 | 6 | Residential_2038_Economic_MW_After Competition Groups_6 | Building Recommissioning, Operations and Maintenance (O&M) Improvements | 4.896% | 0 | 71.6799 | Residential_2038_Economic_MW_After Competition Groups_Building Recommissioning, Operations and Maintenance (O&M) Improvements
Residential | Res ¦ Basement Wall Insulation | 2038 | Economic | MW | After Competition Groups | 66.1145 | 0 | 0 | 1463.9123 | 0.045163 | 7 | Residential_2038_Economic_MW_After Competition Groups_7 | Basement Wall Insulation | 4.516% | 0 | 66.1145 | Residential_2038_Economic_MW_After Competition Groups_Basement Wall Insulation
Residential | Res ¦ Energy Star LED Bulbs General Purpose LEDs | 2038 | Economic | MW | After Competition Groups | 61.4876 | 0 | 0 | 1463.9123 | 0.042002 | 8 | Residential_2038_Economic_MW_After Competition Groups_8 | Energy Star LED Bulbs General Purpose LEDs | 4.2% | 0 | 61.4876 | Residential_2038_Economic_MW_After Competition Groups_Energy Star LED Bulbs General Purpose LEDs
Residential | Res ¦ Energy Star A Line, PAR, MR Lamps | 2038 | Economic | MW | After Competition Groups | 53.6527 | 0 | 0 | 1463.9123 | 0.03665 | 9 | Residential_2038_Economic_MW_After Competition Groups_9 | Energy Star A Line, PAR, MR Lamps | 3.665% | 0 | 53.6527 | Residential_2038_Economic_MW_After Competition Groups_Energy Star A Line, PAR, MR Lamps
Residential | Res ¦ Smart Power Bar | 2038 | Economic | MW | After Competition Groups | 53.1538 | 0 | 0 | 1463.9123 | 0.036309 | 10 | Residential_2038_Economic_MW_After Competition Groups_10 | Smart Power Bar | 3.631% | 0 | 53.1538 | Residential_2038_Economic_MW_After Competition Groups_Smart Power Bar
Residential | Res ¦ Variable Speed Pool Pump Motor | 2038 | Economic | MW | After Competition Groups | 51.2003 | 0 | 0 | 1463.9123 | 0.034975 | 11 | Residential_2038_Economic_MW_After Competition Groups_11 | Variable Speed Pool Pump Motor | 3.497% | 0 | 51.2003 | Residential_2038_Economic_MW_After Competition Groups_Variable Speed Pool Pump Motor
Residential | Res ¦ Attic Insulation | 2038 | Economic | MW | After Competition Groups | 51.0031 | 0 | 0 | 1463.9123 | 0.03484 | 12 | Residential_2038_Economic_MW_After Competition Groups_12 | Attic Insulation | 3.484% | 0 | 51.0031 | Residential_2038_Economic_MW_After Competition Groups_Attic Insulation
Residential | Res ¦ Smart Burners | 2038 | Economic | MW | After Competition Groups | 49.2943 | 0 | 0 | 1463.9123 | 0.033673 | 13 | Residential_2038_Economic_MW_After Competition Groups_13 | Smart Burners | 3.367% | 0 | 49.2943 | Residential_2038_Economic_MW_After Competition Groups_Smart Burners
Residential | Res ¦ Energy Star Clothes Dryer | 2038 | Economic | MW | After Competition Groups | 42.97 | 0 | 0 | 1463.9123 | 0.029353 | 14 | Residential_2038_Economic_MW_After Competition Groups_14 | Energy Star Clothes Dryer | 2.935% | 0 | 42.97 | Residential_2038_Economic_MW_After Competition Groups_Energy Star Clothes Dryer
Residential | Res ¦ Home Energy Reports | 2038 | Economic | MW | After Competition Groups | 18.1835 | 0 | 0 | 1463.9123 | 0.012421 | 15 | Residential_2038_Economic_MW_After Competition Groups_15 | Home Energy Reports | 1.242% | 0 | 18.1835 | Residential_2038_Economic_MW_After Competition Groups_Home Energy Reports
Residential | Res ¦ Energy Star Torchiere | 2038 | Economic | MW | After Competition Groups | 17.0448 | 0 | 0 | 1463.9123 | 0.011643 | 16 | Residential_2038_Economic_MW_After Competition Groups_16 | Energy Star Torchiere | 1.164% | 0 | 17.0448 | Residential_2038_Economic_MW_After Competition Groups_Energy Star Torchiere
Residential | Res ¦ Duct Insulation | 2038 | Economic | MW | After Competition Groups | 16.0799 | 0 | 0 | 1463.9123 | 0.010984 | 17 | Residential_2038_Economic_MW_After Competition Groups_17 | Duct Insulation | 1.098% | 0 | 16.0799 | Residential_2038_Economic_MW_After Competition Groups_Duct Insulation
Residential | Res ¦ Air Sealing | 2038 | Economic | MW | After Competition Groups | 14.0633 | 0 | 0 | 1463.9123 | 0.0096067 | 18 | Residential_2038_Economic_MW_After Competition Groups_18 | Air Sealing | 0.9607% | 0 | 14.0633 | Residential_2038_Economic_MW_After Competition Groups_Air Sealing
Residential | Res ¦ High Efficiency Chiller (avg of water and air cooled) | 2038 | Economic | MW | After Competition Groups | 13.3863 | 0 | 0 | 1463.9123 | 0.0091442 | 19 | Residential_2038_Economic_MW_After Competition Groups_19 | High Efficiency Chiller (avg of water and air cooled) | 0.9144% | 0 | 13.3863 | Residential_2038_Economic_MW_After Competition Groups_High Efficiency Chiller (avg of water and air cooled)
Residential | Res ¦ Floor Insulation | 2038 | Economic | MW | After Competition Groups | 13.3672 | 0 | 0 | 1463.9123 | 0.0091311 | 20 | Residential_2038_Economic_MW_After Competition Groups_20 | Floor Insulation | 0.9131% | 0 | 13.3672 | Residential_2038_Economic_MW_After Competition Groups_Floor Insulation
Residential | Res ¦ Advanced BAS/Controllers | 2038 | Economic | MW | After Competition Groups | 10.4912 | 0 | 0 | 1463.9123 | 0.0071666 | 21 | Residential_2038_Economic_MW_After Competition Groups_21 | Advanced BAS/Controllers | 0.7167% | 0 | 10.4912 | Residential_2038_Economic_MW_After Competition Groups_Advanced BAS/Controllers
Residential | Res ¦ Clothes Drying Racks | 2038 | Economic | MW | After Competition Groups | 9.7085 | 0 | 0 | 1463.9123 | 0.0066319 | 22 | Residential_2038_Economic_MW_After Competition Groups_22 | Clothes Drying Racks | 0.6632% | 0 | 9.7085 | Residential_2038_Economic_MW_After Competition Groups_Clothes Drying Racks
Residential | Res ¦ Energy Star Freezer | 2038 | Economic | MW | After Competition Groups | 8.3077 | 0 | 0 | 1463.9123 | 0.005675 | 23 | Residential_2038_Economic_MW_After Competition Groups_23 | Energy Star Freezer | 0.5675% | 0 | 8.3077 | Residential_2038_Economic_MW_After Competition Groups_Energy Star Freezer
Residential | Res ¦ Refrigerator Recycling | 2038 | Economic | MW | After Competition Groups | 8.2273 | 0 | 0 | 1463.9123 | 0.0056201 | 24 | Residential_2038_Economic_MW_After Competition Groups_24 | Refrigerator Recycling | 0.562% | 0 | 8.2273 | Residential_2038_Economic_MW_After Competition Groups_Refrigerator Recycling
Residential | Res ¦ Freezer Recycling | 2038 | Economic | MW | After Competition Groups | 7.6644 | 0 | 0 | 1463.9123 | 0.0052356 | 25 | Residential_2038_Economic_MW_After Competition Groups_25 | Freezer Recycling | 0.5236% | 0 | 7.6644 | Residential_2038_Economic_MW_After Competition Groups_Freezer Recycling
Residential | Res ¦ Energy Star Light Fixture | 2038 | Economic | MW | After Competition Groups | 7.3402 | 0 | 0 | 1463.9123 | 0.0050141 | 26 | Residential_2038_Economic_MW_After Competition Groups_26 | Energy Star Light Fixture | 0.5014% | 0 | 7.3402 | Residential_2038_Economic_MW_After Competition Groups_Energy Star Light Fixture
Residential | Res ¦ Energy Star Dehumidifier | 2038 | Economic | MW | After Competition Groups | 7.2446 | 0 | 0 | 1463.9123 | 0.0049488 | 27 | Residential_2038_Economic_MW_After Competition Groups_27 | Energy Star Dehumidifier | 0.4949% | 0 | 7.2446 | Residential_2038_Economic_MW_After Competition Groups_Energy Star Dehumidifier
Residential | Res ¦ Duct Insulation MF | 2038 | Economic | MW | After Competition Groups | 7.1032 | 0 | 0 | 1463.9123 | 0.0048522 | 28 | Residential_2038_Economic_MW_After Competition Groups_28 | Duct Insulation MF | 0.4852% | 0 | 7.1032 | Residential_2038_Economic_MW_After Competition Groups_Duct Insulation MF
Residential | Res ¦ Occupancy Sensors MF | 2038 | Economic | MW | After Competition Groups | 6.6012 | 0 | 0 | 1463.9123 | 0.0045093 | 29 | Residential_2038_Economic_MW_After Competition Groups_29 | Occupancy Sensors MF | 0.4509% | 0 | 6.6012 | Residential_2038_Economic_MW_After Competition Groups_Occupancy Sensors MF
Residential | Res ¦ Heat Recovery Ventilator | 2038 | Economic | MW | After Competition Groups | 6.2969 | 0 | 0 | 1463.9123 | 0.0043014 | 30 | Residential_2038_Economic_MW_After Competition Groups_30 | Heat Recovery Ventilator | 0.4301% | 0 | 6.2969 | Residential_2038_Economic_MW_After Competition Groups_Heat Recovery Ventilator
Residential | Res ¦ LED Tube Re-Lamp | 2038 | Economic | MW | After Competition Groups | 4.2978 | 0 | 0 | 1463.9123 | 0.0029358 | 31 | Residential_2038_Economic_MW_After Competition Groups_31 | LED Tube Re-Lamp | 0.2936% | 0 | 4.2978 | Residential_2038_Economic_MW_After Competition Groups_LED Tube Re-Lamp
Residential | Res ¦ Minimize Hot and Warm Clothes Wash | 2038 | Economic | MW | After Competition Groups | 4.0666 | 0 | 0 | 1463.9123 | 0.0027779 | 32 | Residential_2038_Economic_MW_After Competition Groups_32 | Minimize Hot and Warm Clothes Wash | 0.2778% | 0 | 4.0666 | Residential_2038_Economic_MW_After Competition Groups_Minimize Hot and Warm Clothes Wash
Residential | Res ¦ Tankless Water Heater | 2038 | Economic | MW | After Competition Groups | 3.6963 | 0 | 0 | 1463.9123 | 0.0025249 | 33 | Residential_2038_Economic_MW_After Competition Groups_33 | Tankless Water Heater | 0.2525% | 0 | 3.6963 | Residential_2038_Economic_MW_After Competition Groups_Tankless Water Heater
Residential | Res ¦ Outside Air Economizer | 2038 | Economic | MW | After Competition Groups | 3.4944 | 0 | 0 | 1463.9123 | 0.002387 | 34 | Residential_2038_Economic_MW_After Competition Groups_34 | Outside Air Economizer | 0.2387% | 0 | 3.4944 | Residential_2038_Economic_MW_After Competition Groups_Outside Air Economizer
Residential | Res ¦ Condensing Make Up Air Unit | 2038 | Economic | MW | After Competition Groups | 2.3818 | 0 | 0 | 1463.9123 | 0.001627 | 35 | Residential_2038_Economic_MW_After Competition Groups_35 | Condensing Make Up Air Unit | 0.1627% | 0 | 2.3818 | Residential_2038_Economic_MW_After Competition Groups_Condensing Make Up Air Unit
Residential | Res ¦ CO Sensors for parking garage exhaust fans | 2038 | Economic | MW | After Competition Groups | 2.2047 | 0 | 0 | 1463.9123 | 0.001506 | 36 | Residential_2038_Economic_MW_After Competition Groups_36 | CO Sensors for parking garage exhaust fans | 0.1506% | 0 | 2.2047 | Residential_2038_Economic_MW_After Competition Groups_CO Sensors for parking garage exhaust fans
Residential | Res ¦ ENERGY STAR LED LAMPS (REFLECTOR LAMPs/MR16/PAR 16) | 2038 | Economic | MW | After Competition Groups | 1.884 | 0 | 0 | 1463.9123 | 0.001287 | 37 | Residential_2038_Economic_MW_After Competition Groups_37 | ENERGY STAR LED LAMPS (REFLECTOR LAMPs/MR16/PAR 16) | 0.1287% | 0 | 1.884 | Residential_2038_Economic_MW_After Competition Groups_ENERGY STAR LED LAMPS (REFLECTOR LAMPs/MR16/PAR 16)
Residential | Res ¦ Demand Control Ventilation | 2038 | Economic | MW | After Competition Groups | 1.8438 | 0 | 0 | 1463.9123 | 0.0012595 | 38 | Residential_2038_Economic_MW_After Competition Groups_38 | Demand Control Ventilation | 0.1259% | 0 | 1.8438 | Residential_2038_Economic_MW_After Competition Groups_Demand Control Ventilation
Residential | Res ¦ Furnace Whistle | 2038 | Economic | MW | After Competition Groups | 1.7718 | 0 | 0 | 1463.9123 | 0.0012103 | 39 | Residential_2038_Economic_MW_After Competition Groups_39 | Furnace Whistle | 0.121% | 0 | 1.7718 | Residential_2038_Economic_MW_After Competition Groups_Furnace Whistle
Residential | Res ¦ Wall Insulation | 2038 | Economic | MW | After Competition Groups | 1.6271 | 0 | 0 | 1463.9123 | 0.0011115 | 40 | Residential_2038_Economic_MW_After Competition Groups_40 | Wall Insulation | 0.1111% | 0 | 1.6271 | Residential_2038_Economic_MW_After Competition Groups_Wall Insulation
Residential | Res ¦ Comprehensive Draft Proofing | 2038 | Economic | MW | After Competition Groups | 1.5056 | 0 | 0 | 1463.9123 | 0.0010285 | 41 | Residential_2038_Economic_MW_After Competition Groups_41 | Comprehensive Draft Proofing | 0.1028% | 0 | 1.5056 | Residential_2038_Economic_MW_After Competition Groups_Comprehensive Draft Proofing
Residential | Res ¦ Variable Frequency Drive (VFD) | 2038 | Economic | MW | After Competition Groups | 1.4603 | 0 | 0 | 1463.9123 | 0.00099754 | 42 | Residential_2038_Economic_MW_After Competition Groups_42 | Variable Frequency Drive (VFD) | 0.09975% | 0 | 1.4603 | Residential_2038_Economic_MW_After Competition Groups_Variable Frequency Drive (VFD)
Residential | Res ¦ Water Heater Temperature Setback | 2038 | Economic | MW | After Competition Groups | 0.92357 | 0 | 0 | 1463.9123 | 0.00063089 | 43 | Residential_2038_Economic_MW_After Competition Groups_43 | Water Heater Temperature Setback | 0.06309% | 0 | 0.92357 | Residential_2038_Economic_MW_After Competition Groups_Water Heater Temperature Setback
Residential | Res ¦ LED Parking Lot Fixture | 2038 | Economic | MW | After Competition Groups | 0.86883 | 0 | 0 | 1463.9123 | 0.0005935 | 44 | Residential_2038_Economic_MW_After Competition Groups_44 | LED Parking Lot Fixture | 0.05935% | 0 | 0.86883 | Residential_2038_Economic_MW_After Competition Groups_LED Parking Lot Fixture
Residential | Res ¦ VFD on Pumps | 2038 | Economic | MW | After Competition Groups | 0.44906 | 0 | 0 | 1463.9123 | 0.00030675 | 45 | Residential_2038_Economic_MW_After Competition Groups_45 | VFD on Pumps | 0.03068% | 0 | 0.44906 | Residential_2038_Economic_MW_After Competition Groups_VFD on Pumps
Residential | Res ¦ ENERGY STAR LED Lamps (General Service Lamps) | 2038 | Economic | MW | After Competition Groups | 0.44449 | 0 | 0 | 1463.9123 | 0.00030363 | 46 | Residential_2038_Economic_MW_After Competition Groups_46 | ENERGY STAR LED Lamps (General Service Lamps) | 0.03036% | 0 | 0.44449 | Residential_2038_Economic_MW_After Competition Groups_ENERGY STAR LED Lamps (General Service Lamps)
Residential | Res ¦ LED Exterior Area Lights - LED Fixture (200W) | 2038 | Economic | MW | After Competition Groups | 0.40937 | 0 | 0 | 1463.9123 | 0.00027964 | 47 | Residential_2038_Economic_MW_After Competition Groups_47 | LED Exterior Area Lights - LED Fixture (200W) | 0.02796% | 0 | 0.40937 | Residential_2038_Economic_MW_After Competition Groups_LED Exterior Area Lights - LED Fixture (200W)
Residential | Res ¦ ECM MOTORS FOR HVAC APPLICATION (FAN-POWERED VAV BOX) | 2038 | Economic | MW | After Competition Groups | 0.36601 | 0 | 0 | 1463.9123 | 0.00025002 | 48 | Residential_2038_Economic_MW_After Competition Groups_48 | ECM MOTORS FOR HVAC APPLICATION (FAN-POWERED VAV BOX) | 0.025% | 0 | 0.36601 | Residential_2038_Economic_MW_After Competition Groups_ECM MOTORS FOR HVAC APPLICATION (FAN-POWERED VAV BOX)
Residential | Res ¦ Chilled Water Optimization | 2038 | Economic | MW | After Competition Groups | 0.33112 | 0 | 0 | 1463.9123 | 0.00022619 | 49 | Residential_2038_Economic_MW_After Competition Groups_49 | Chilled Water Optimization | 0.02262% | 0 | 0.33112 | Residential_2038_Economic_MW_After Competition Groups_Chilled Water Optimization
Residential | Res ¦ Beverage Vending Machine Controls | 2038 | Economic | MW | After Competition Groups | 0.2612 | 0 | 0 | 1463.9123 | 0.00017842 | 50 | Residential_2038_Economic_MW_After Competition Groups_50 | Beverage Vending Machine Controls | 0.01784% | 0 | 0.2612 | Residential_2038_Economic_MW_After Competition Groups_Beverage Vending Machine Controls
Residential | Res ¦ LED Downlight | 2038 | Economic | MW | After Competition Groups | 0.22989 | 0 | 0 | 1463.9123 | 0.00015704 | 51 | Residential_2038_Economic_MW_After Competition Groups_51 | LED Downlight | 0.0157% | 0 | 0.22989 | Residential_2038_Economic_MW_After Competition Groups_LED Downlight
Residential | Res ¦ LED High Bay Fixture | 2038 | Economic | MW | After Competition Groups | 0.016659 | 0 | 0 | 1463.9123 | 1.138e-05 | 52 | Residential_2038_Economic_MW_After Competition Groups_52 | LED High Bay Fixture | 0.001138% | 0 | 0.016659 | Residential_2038_Economic_MW_After Competition Groups_LED High Bay Fixture
Residential | Res ¦ Wall Insulation MF | 2038 | Economic | MW | After Competition Groups | 0.011645 | 0 | 0 | 1463.9123 | 7.9548e-06 | 53 | Residential_2038_Economic_MW_After Competition Groups_53 | Wall Insulation MF | 0.0007955% | 0 | 0.011645 | Residential_2038_Economic_MW_After Competition Groups_Wall Insulation MF
Residential | Res ¦ Ductless Mini-Split Heat Pump | 2038 | SC A | MW | After Competition Groups | 138.5968 | 0 | 0 | 648.8206 | 0.21361 | 1 | Residential_2038_SC A_MW_After Competition Groups_1 | Ductless Mini-Split Heat Pump | 21.36% | 0 | 138.5968 | Residential_2038_SC A_MW_After Competition Groups_Ductless Mini-Split Heat Pump
Residential | Res ¦ Building Recommissioning, Operations and Maintenance (O&M) Improvements | 2038 | SC A | MW | After Competition Groups | 69.092 | 0 | 0 | 648.8206 | 0.10649 | 2 | Residential_2038_SC A_MW_After Competition Groups_2 | Building Recommissioning, Operations and Maintenance (O&M) Improvements | 10.65% | 0 | 69.092 | Residential_2038_SC A_MW_After Competition Groups_Building Recommissioning, Operations and Maintenance (O&M) Improvements
Residential | Res ¦ Energy Star Clothes Washer | 2038 | SC A | MW | After Competition Groups | 61.1434 | 0 | 0 | 648.8206 | 0.094238 | 3 | Residential_2038_SC A_MW_After Competition Groups_3 | Energy Star Clothes Washer | 9.424% | 0 | 61.1434 | Residential_2038_SC A_MW_After Competition Groups_Energy Star Clothes Washer
Residential | Res ¦ Adaptive Thermostat | 2038 | SC A | MW | After Competition Groups | 44.6398 | 0 | 0 | 648.8206 | 0.068801 | 4 | Residential_2038_SC A_MW_After Competition Groups_4 | Adaptive Thermostat | 6.88% | 0 | 44.6398 | Residential_2038_SC A_MW_After Competition Groups_Adaptive Thermostat
Residential | Res ¦ Energy Star Air Source Heat Pump | 2038 | SC A | MW | After Competition Groups | 41.2894 | 0 | 0 | 648.8206 | 0.063638 | 5 | Residential_2038_SC A_MW_After Competition Groups_5 | Energy Star Air Source Heat Pump | 6.364% | 0 | 41.2894 | Residential_2038_SC A_MW_After Competition Groups_Energy Star Air Source Heat Pump
Residential | Res ¦ Variable Speed Pool Pump Motor | 2038 | SC A | MW | After Competition Groups | 39.2996 | 0 | 0 | 648.8206 | 0.060571 | 6 | Residential_2038_SC A_MW_After Competition Groups_6 | Variable Speed Pool Pump Motor | 6.057% | 0 | 39.2996 | Residential_2038_SC A_MW_After Competition Groups_Variable Speed Pool Pump Motor
Residential | Res ¦ Basement Wall Insulation | 2038 | SC A | MW | After Competition Groups | 35.1049 | 0 | 0 | 648.8206 | 0.054106 | 7 | Residential_2038_SC A_MW_After Competition Groups_7 | Basement Wall Insulation | 5.411% | 0 | 35.1049 | Residential_2038_SC A_MW_After Competition Groups_Basement Wall Insulation
Residential | Res ¦ Energy Star LED Specialty Bulbs | 2038 | SC A | MW | After Competition Groups | 32.7618 | 0 | 0 | 648.8206 | 0.050494 | 8 | Residential_2038_SC A_MW_After Competition Groups_8 | Energy Star LED Specialty Bulbs | 5.049% | 0 | 32.7618 | Residential_2038_SC A_MW_After Competition Groups_Energy Star LED Specialty Bulbs
Residential | Res ¦ Energy Star Room Air Conditioner | 2038 | SC A | MW | After Competition Groups | 23.7207 | 0 | 0 | 648.8206 | 0.03656 | 9 | Residential_2038_SC A_MW_After Competition Groups_9 | Energy Star Room Air Conditioner | 3.656% | 0 | 23.7207 | Residential_2038_SC A_MW_After Competition Groups_Energy Star Room Air Conditioner
Residential | Res ¦ Energy Star A Line, PAR, MR Lamps | 2038 | SC A | MW | After Competition Groups | 16.7307 | 0 | 0 | 648.8206 | 0.025786 | 10 | Residential_2038_SC A_MW_After Competition Groups_10 | Energy Star A Line, PAR, MR Lamps | 2.579% | 0 | 16.7307 | Residential_2038_SC A_MW_After Competition Groups_Energy Star A Line, PAR, MR Lamps
Residential | Res ¦ Energy Star LED Bulbs General Purpose LEDs | 2038 | SC A | MW | After Competition Groups | 13.9176 | 0 | 0 | 648.8206 | 0.021451 | 11 | Residential_2038_SC A_MW_After Competition Groups_11 | Energy Star LED Bulbs General Purpose LEDs | 2.145% | 0 | 13.9176 | Residential_2038_SC A_MW_After Competition Groups_Energy Star LED Bulbs General Purpose LEDs
Residential | Res ¦ Home Energy Reports | 2038 | SC A | MW | After Competition Groups | 12.7904 | 0 | 0 | 648.8206 | 0.019713 | 12 | Residential_2038_SC A_MW_After Competition Groups_12 | Home Energy Reports | 1.971% | 0 | 12.7904 | Residential_2038_SC A_MW_After Competition Groups_Home Energy Reports
Residential | Res ¦ Energy Star Clothes Dryer | 2038 | SC A | MW | After Competition Groups | 12.6883 | 0 | 0 | 648.8206 | 0.019556 | 13 | Residential_2038_SC A_MW_After Competition Groups_13 | Energy Star Clothes Dryer | 1.956% | 0 | 12.6883 | Residential_2038_SC A_MW_After Competition Groups_Energy Star Clothes Dryer
Residential | Res ¦ High Efficiency Chiller (avg of water and air cooled) | 2038 | SC A | MW | After Competition Groups | 11.9208 | 0 | 0 | 648.8206 | 0.018373 | 14 | Residential_2038_SC A_MW_After Competition Groups_14 | High Efficiency Chiller (avg of water and air cooled) | 1.837% | 0 | 11.9208 | Residential_2038_SC A_MW_After Competition Groups_High Efficiency Chiller (avg of water and air cooled)
Residential | Res ¦ Attic Insulation | 2038 | SC A | MW | After Competition Groups | 10.4393 | 0 | 0 | 648.8206 | 0.01609 | 15 | Residential_2038_SC A_MW_After Competition Groups_15 | Attic Insulation | 1.609% | 0 | 10.4393 | Residential_2038_SC A_MW_After Competition Groups_Attic Insulation
Residential | Res ¦ Energy Star Torchiere | 2038 | SC A | MW | After Competition Groups | 10.2214 | 0 | 0 | 648.8206 | 0.015754 | 16 | Residential_2038_SC A_MW_After Competition Groups_16 | Energy Star Torchiere | 1.575% | 0 | 10.2214 | Residential_2038_SC A_MW_After Competition Groups_Energy Star Torchiere
Residential | Res ¦ Smart Burners | 2038 | SC A | MW | After Competition Groups | 9.0716 | 0 | 0 | 648.8206 | 0.013982 | 17 | Residential_2038_SC A_MW_After Competition Groups_17 | Smart Burners | 1.398% | 0 | 9.0716 | Residential_2038_SC A_MW_After Competition Groups_Smart Burners
Residential | Res ¦ Occupancy Sensors MF | 2038 | SC A | MW | After Competition Groups | 8.029 | 0 | 0 | 648.8206 | 0.012375 | 18 | Residential_2038_SC A_MW_After Competition Groups_18 | Occupancy Sensors MF | 1.237% | 0 | 8.029 | Residential_2038_SC A_MW_After Competition Groups_Occupancy Sensors MF
Residential | Res ¦ Advanced BAS/Controllers | 2038 | SC A | MW | After Competition Groups | 7.5639 | 0 | 0 | 648.8206 | 0.011658 | 19 | Residential_2038_SC A_MW_After Competition Groups_19 | Advanced BAS/Controllers | 1.166% | 0 | 7.5639 | Residential_2038_SC A_MW_After Competition Groups_Advanced BAS/Controllers
Residential | Res ¦ Refrigerator Recycling | 2038 | SC A | MW | After Competition Groups | 6.2996 | 0 | 0 | 648.8206 | 0.0097093 | 20 | Residential_2038_SC A_MW_After Competition Groups_20 | Refrigerator Recycling | 0.9709% | 0 | 6.2996 | Residential_2038_SC A_MW_After Competition Groups_Refrigerator Recycling
Residential | Res ¦ Energy Star Freezer | 2038 | SC A | MW | After Competition Groups | 4.8718 | 0 | 0 | 648.8206 | 0.0075087 | 21 | Residential_2038_SC A_MW_After Competition Groups_21 | Energy Star Freezer | 0.7509% | 0 | 4.8718 | Residential_2038_SC A_MW_After Competition Groups_Energy Star Freezer
Residential | Res ¦ Air Sealing | 2038 | SC A | MW | After Competition Groups | 3.9594 | 0 | 0 | 648.8206 | 0.0061025 | 22 | Residential_2038_SC A_MW_After Competition Groups_22 | Air Sealing | 0.6103% | 0 | 3.9594 | Residential_2038_SC A_MW_After Competition Groups_Air Sealing
Residential | Res ¦ LED Tube Re-Lamp | 2038 | SC A | MW | After Competition Groups | 3.708 | 0 | 0 | 648.8206 | 0.0057151 | 23 | Residential_2038_SC A_MW_After Competition Groups_23 | LED Tube Re-Lamp | 0.5715% | 0 | 3.708 | Residential_2038_SC A_MW_After Competition Groups_LED Tube Re-Lamp
Residential | Res ¦ Energy Star Light Fixture | 2038 | SC A | MW | After Competition Groups | 3.4167 | 0 | 0 | 648.8206 | 0.005266 | 24 | Residential_2038_SC A_MW_After Competition Groups_24 | Energy Star Light Fixture | 0.5266% | 0 | 3.4167 | Residential_2038_SC A_MW_After Competition Groups_Energy Star Light Fixture
Residential | Res ¦ Outside Air Economizer | 2038 | SC A | MW | After Competition Groups | 3.3885 | 0 | 0 | 648.8206 | 0.0052226 | 25 | Residential_2038_SC A_MW_After Competition Groups_25 | Outside Air Economizer | 0.5223% | 0 | 3.3885 | Residential_2038_SC A_MW_After Competition Groups_Outside Air Economizer
Residential | Res ¦ Minimize Hot and Warm Clothes Wash | 2038 | SC A | MW | After Competition Groups | 3.05 | 0 | 0 | 648.8206 | 0.0047008 | 26 | Residential_2038_SC A_MW_After Competition Groups_26 | Minimize Hot and Warm Clothes Wash | 0.4701% | 0 | 3.05 | Residential_2038_SC A_MW_After Competition Groups_Minimize Hot and Warm Clothes Wash
Residential | Res ¦ ENERGY STAR LED LAMPS (REFLECTOR LAMPs/MR16/PAR 16) | 2038 | SC A | MW | After Competition Groups | 2.112 | 0 | 0 | 648.8206 | 0.0032551 | 27 | Residential_2038_SC A_MW_After Competition Groups_27 | ENERGY STAR LED LAMPS (REFLECTOR LAMPs/MR16/PAR 16) | 0.3255% | 0 | 2.112 | Residential_2038_SC A_MW_After Competition Groups_ENERGY STAR LED LAMPS (REFLECTOR LAMPs/MR16/PAR 16)
Residential | Res ¦ Smart Power Bar | 2038 | SC A | MW | After Competition Groups | 2.0048 | 0 | 0 | 648.8206 | 0.0030899 | 28 | Residential_2038_SC A_MW_After Competition Groups_28 | Smart Power Bar | 0.309% | 0 | 2.0048 | Residential_2038_SC A_MW_After Competition Groups_Smart Power Bar
Residential | Res ¦ Furnace Whistle | 2038 | SC A | MW | After Competition Groups | 1.7166 | 0 | 0 | 648.8206 | 0.0026457 | 29 | Residential_2038_SC A_MW_After Competition Groups_29 | Furnace Whistle | 0.2646% | 0 | 1.7166 | Residential_2038_SC A_MW_After Competition Groups_Furnace Whistle
Residential | Res ¦ Variable Frequency Drive (VFD) | 2038 | SC A | MW | After Competition Groups | 1.4148 | 0 | 0 | 648.8206 | 0.0021805 | 30 | Residential_2038_SC A_MW_After Competition Groups_30 | Variable Frequency Drive (VFD) | 0.2181% | 0 | 1.4148 | Residential_2038_SC A_MW_After Competition Groups_Variable Frequency Drive (VFD)
Residential | Res ¦ Comprehensive Draft Proofing | 2038 | SC A | MW | After Competition Groups | 1.4078 | 0 | 0 | 648.8206 | 0.0021697 | 31 | Residential_2038_SC A_MW_After Competition Groups_31 | Comprehensive Draft Proofing | 0.217% | 0 | 1.4078 | Residential_2038_SC A_MW_After Competition Groups_Comprehensive Draft Proofing
Residential | Res ¦ CO Sensors for parking garage exhaust fans | 2038 | SC A | MW | After Competition Groups | 1.3448 | 0 | 0 | 648.8206 | 0.0020727 | 32 | Residential_2038_SC A_MW_After Competition Groups_32 | CO Sensors for parking garage exhaust fans | 0.2073% | 0 | 1.3448 | Residential_2038_SC A_MW_After Competition Groups_CO Sensors for parking garage exhaust fans
Residential | Res ¦ Energy Star Dehumidifier | 2038 | SC A | MW | After Competition Groups | 1.3373 | 0 | 0 | 648.8206 | 0.0020612 | 33 | Residential_2038_SC A_MW_After Competition Groups_33 | Energy Star Dehumidifier | 0.2061% | 0 | 1.3373 | Residential_2038_SC A_MW_After Competition Groups_Energy Star Dehumidifier
Residential | Res ¦ LED Downlight | 2038 | SC A | MW | After Competition Groups | 1.0504 | 0 | 0 | 648.8206 | 0.0016189 | 34 | Residential_2038_SC A_MW_After Competition Groups_34 | LED Downlight | 0.1619% | 0 | 1.0504 | Residential_2038_SC A_MW_After Competition Groups_LED Downlight
Residential | Res ¦ Demand Control Ventilation | 2038 | SC A | MW | After Competition Groups | 1.0003 | 0 | 0 | 648.8206 | 0.0015418 | 35 | Residential_2038_SC A_MW_After Competition Groups_35 | Demand Control Ventilation | 0.1542% | 0 | 1.0003 | Residential_2038_SC A_MW_After Competition Groups_Demand Control Ventilation
Residential | Res ¦ Tankless Water Heater | 2038 | SC A | MW | After Competition Groups | 0.96482 | 0 | 0 | 648.8206 | 0.001487 | 36 | Residential_2038_SC A_MW_After Competition Groups_36 | Tankless Water Heater | 0.1487% | 0 | 0.96482 | Residential_2038_SC A_MW_After Competition Groups_Tankless Water Heater
Residential | Res ¦ LED Parking Lot Fixture | 2038 | SC A | MW | After Competition Groups | 0.9275 | 0 | 0 | 648.8206 | 0.0014295 | 37 | Residential_2038_SC A_MW_After Competition Groups_37 | LED Parking Lot Fixture | 0.143% | 0 | 0.9275 | Residential_2038_SC A_MW_After Competition Groups_LED Parking Lot Fixture
Residential | Res ¦ Water Heater Temperature Setback | 2038 | SC A | MW | After Competition Groups | 0.89152 | 0 | 0 | 648.8206 | 0.0013741 | 38 | Residential_2038_SC A_MW_After Competition Groups_38 | Water Heater Temperature Setback | 0.1374% | 0 | 0.89152 | Residential_2038_SC A_MW_After Competition Groups_Water Heater Temperature Setback
Residential | Res ¦ Clothes Drying Racks | 2038 | SC A | MW | After Competition Groups | 0.67478 | 0 | 0 | 648.8206 | 0.00104 | 39 | Residential_2038_SC A_MW_After Competition Groups_39 | Clothes Drying Racks | 0.104% | 0 | 0.67478 | Residential_2038_SC A_MW_After Competition Groups_Clothes Drying Racks
Residential | Res ¦ Floor Insulation | 2038 | SC A | MW | After Competition Groups | 0.67468 | 0 | 0 | 648.8206 | 0.0010399 | 40 | Residential_2038_SC A_MW_After Competition Groups_40 | Floor Insulation | 0.104% | 0 | 0.67468 | Residential_2038_SC A_MW_After Competition Groups_Floor Insulation
Residential | Res ¦ Condensing Make Up Air Unit | 2038 | SC A | MW | After Competition Groups | 0.56016 | 0 | 0 | 648.8206 | 0.00086334 | 41 | Residential_2038_SC A_MW_After Competition Groups_41 | Condensing Make Up Air Unit | 0.08633% | 0 | 0.56016 | Residential_2038_SC A_MW_After Competition Groups_Condensing Make Up Air Unit
Residential | Res ¦ ENERGY STAR LED Lamps (General Service Lamps) | 2038 | SC A | MW | After Competition Groups | 0.46463 | 0 | 0 | 648.8206 | 0.00071611 | 42 | Residential_2038_SC A_MW_After Competition Groups_42 | ENERGY STAR LED Lamps (General Service Lamps) | 0.07161% | 0 | 0.46463 | Residential_2038_SC A_MW_After Competition Groups_ENERGY STAR LED Lamps (General Service Lamps)
Residential | Res ¦ LED Exterior Area Lights - LED Fixture (200W) | 2038 | SC A | MW | After Competition Groups | 0.44448 | 0 | 0 | 648.8206 | 0.00068507 | 43 | Residential_2038_SC A_MW_After Competition Groups_43 | LED Exterior Area Lights - LED Fixture (200W) | 0.06851% | 0 | 0.44448 | Residential_2038_SC A_MW_After Competition Groups_LED Exterior Area Lights - LED Fixture (200W)
Residential | Res ¦ VFD on Pumps | 2038 | SC A | MW | After Competition Groups | 0.4181 | 0 | 0 | 648.8206 | 0.0006444 | 44 | Residential_2038_SC A_MW_After Competition Groups_44 | VFD on Pumps | 0.06444% | 0 | 0.4181 | Residential_2038_SC A_MW_After Competition Groups_VFD on Pumps
Residential | Res ¦ Duct Insulation | 2038 | SC A | MW | After Competition Groups | 0.40108 | 0 | 0 | 648.8206 | 0.00061817 | 45 | Residential_2038_SC A_MW_After Competition Groups_45 | Duct Insulation | 0.06182% | 0 | 0.40108 | Residential_2038_SC A_MW_After Competition Groups_Duct Insulation
Residential | Res ¦ Heat Recovery Ventilator | 2038 | SC A | MW | After Competition Groups | 0.34272 | 0 | 0 | 648.8206 | 0.00052823 | 46 | Residential_2038_SC A_MW_After Competition Groups_46 | Heat Recovery Ventilator | 0.05282% | 0 | 0.34272 | Residential_2038_SC A_MW_After Competition Groups_Heat Recovery Ventilator
Residential | Res ¦ ECM MOTORS FOR HVAC APPLICATION (FAN-POWERED VAV BOX) | 2038 | SC A | MW | After Competition Groups | 0.26552 | 0 | 0 | 648.8206 | 0.00040924 | 47 | Residential_2038_SC A_MW_After Competition Groups_47 | ECM MOTORS FOR HVAC APPLICATION (FAN-POWERED VAV BOX) | 0.04092% | 0 | 0.26552 | Residential_2038_SC A_MW_After Competition Groups_ECM MOTORS FOR HVAC APPLICATION (FAN-POWERED VAV BOX)
Residential | Res ¦ Duct Insulation MF | 2038 | SC A | MW | After Competition Groups | 0.25254 | 0 | 0 | 648.8206 | 0.00038923 | 48 | Residential_2038_SC A_MW_After Competition Groups_48 | Duct Insulation MF | 0.03892% | 0 | 0.25254 | Residential_2038_SC A_MW_After Competition Groups_Duct Insulation MF
Residential | Res ¦ Chilled Water Optimization | 2038 | SC A | MW | After Competition Groups | 0.21211 | 0 | 0 | 648.8206 | 0.00032692 | 49 | Residential_2038_SC A_MW_After Competition Groups_49 | Chilled Water Optimization | 0.03269% | 0 | 0.21211 | Residential_2038_SC A_MW_After Competition Groups_Chilled Water Optimization
Residential | Res ¦ Beverage Vending Machine Controls | 2038 | SC A | MW | After Competition Groups | 0.17987 | 0 | 0 | 648.8206 | 0.00027723 | 50 | Residential_2038_SC A_MW_After Competition Groups_50 | Beverage Vending Machine Controls | 0.02772% | 0 | 0.17987 | Residential_2038_SC A_MW_After Competition Groups_Beverage Vending Machine Controls
Residential | Res ¦ Wall Insulation | 2038 | SC A | MW | After Competition Groups | 0.018744 | 0 | 0 | 648.8206 | 2.8889e-05 | 51 | Residential_2038_SC A_MW_After Competition Groups_51 | Wall Insulation | 0.002889% | 0 | 0.018744 | Residential_2038_SC A_MW_After Competition Groups_Wall Insulation
Residential | Res ¦ LED High Bay Fixture | 2038 | SC A | MW | After Competition Groups | 0.017278 | 0 | 0 | 648.8206 | 2.663e-05 | 52 | Residential_2038_SC A_MW_After Competition Groups_52 | LED High Bay Fixture | 0.002663% | 0 | 0.017278 | Residential_2038_SC A_MW_After Competition Groups_LED High Bay Fixture
Residential | Res ¦ Wall Insulation MF | 2038 | SC A | MW | After Competition Groups | 0.0052746 | 0 | 0 | 648.8206 | 8.1295e-06 | 53 | Residential_2038_SC A_MW_After Competition Groups_53 | Wall Insulation MF | 0.0008129% | 0 | 0.0052746 | Residential_2038_SC A_MW_After Competition Groups_Wall Insulation MF
Residential | Res ¦ Freezer Recycling | 2038 | SC A | MW | After Competition Groups | 0.00054389 | 0 | 0 | 648.8206 | 8.3828e-07 | 54 | Residential_2038_SC A_MW_After Competition Groups_54 | Freezer Recycling | 8.383e-05% | 0 | 0.00054389 | Residential_2038_SC A_MW_After Competition Groups_Freezer Recycling
Residential | Res ¦ Ductless Mini-Split Heat Pump | 2038 | SC B | MW | After Competition Groups | 163.1252 | 0 | 0 | 981.7217 | 0.16616 | 1 | Residential_2038_SC B_MW_After Competition Groups_1 | Ductless Mini-Split Heat Pump | 16.62% | 0 | 163.1252 | Residential_2038_SC B_MW_After Competition Groups_Ductless Mini-Split Heat Pump
Residential | Res ¦ Adaptive Thermostat | 2038 | SC B | MW | After Competition Groups | 119.1525 | 0 | 0 | 981.7217 | 0.12137 | 2 | Residential_2038_SC B_MW_After Competition Groups_2 | Adaptive Thermostat | 12.14% | 0 | 119.1525 | Residential_2038_SC B_MW_After Competition Groups_Adaptive Thermostat
Residential | Res ¦ Energy Star Clothes Washer | 2038 | SC B | MW | After Competition Groups | 89.5667 | 0 | 0 | 981.7217 | 0.091234 | 3 | Residential_2038_SC B_MW_After Competition Groups_3 | Energy Star Clothes Washer | 9.123% | 0 | 89.5667 | Residential_2038_SC B_MW_After Competition Groups_Energy Star Clothes Washer
Residential | Res ¦ Building Recommissioning, Operations and Maintenance (O&M) Improvements | 2038 | SC B | MW | After Competition Groups | 86.1424 | 0 | 0 | 981.7217 | 0.087746 | 4 | Residential_2038_SC B_MW_After Competition Groups_4 | Building Recommissioning, Operations and Maintenance (O&M) Improvements | 8.775% | 0 | 86.1424 | Residential_2038_SC B_MW_After Competition Groups_Building Recommissioning, Operations and Maintenance (O&M) Improvements
Residential | Res ¦ Variable Speed Pool Pump Motor | 2038 | SC B | MW | After Competition Groups | 61.53 | 0 | 0 | 981.7217 | 0.062676 | 5 | Residential_2038_SC B_MW_After Competition Groups_5 | Variable Speed Pool Pump Motor | 6.268% | 0 | 61.53 | Residential_2038_SC B_MW_After Competition Groups_Variable Speed Pool Pump Motor
Residential | Res ¦ Energy Star Air Source Heat Pump | 2038 | SC B | MW | After Competition Groups | 56.0522 | 0 | 0 | 981.7217 | 0.057096 | 6 | Residential_2038_SC B_MW_After Competition Groups_6 | Energy Star Air Source Heat Pump | 5.71% | 0 | 56.0522 | Residential_2038_SC B_MW_After Competition Groups_Energy Star Air Source Heat Pump
Residential | Res ¦ Energy Star Room Air Conditioner | 2038 | SC B | MW | After Competition Groups | 42.0855 | 0 | 0 | 981.7217 | 0.042869 | 7 | Residential_2038_SC B_MW_After Competition Groups_7 | Energy Star Room Air Conditioner | 4.287% | 0 | 42.0855 | Residential_2038_SC B_MW_After Competition Groups_Energy Star Room Air Conditioner
Residential | Res ¦ Basement Wall Insulation | 2038 | SC B | MW | After Competition Groups | 35.9813 | 0 | 0 | 981.7217 | 0.036651 | 8 | Residential_2038_SC B_MW_After Competition Groups_8 | Basement Wall Insulation | 3.665% | 0 | 35.9813 | Residential_2038_SC B_MW_After Competition Groups_Basement Wall Insulation
Residential | Res ¦ Smart Burners | 2038 | SC B | MW | After Competition Groups | 34.0995 | 0 | 0 | 981.7217 | 0.034734 | 9 | Residential_2038_SC B_MW_After Competition Groups_9 | Smart Burners | 3.473% | 0 | 34.0995 | Residential_2038_SC B_MW_After Competition Groups_Smart Burners
Residential | Res ¦ Attic Insulation | 2038 | SC B | MW | After Competition Groups | 27.7522 | 0 | 0 | 981.7217 | 0.028269 | 10 | Residential_2038_SC B_MW_After Competition Groups_10 | Attic Insulation | 2.827% | 0 | 27.7522 | Residential_2038_SC B_MW_After Competition Groups_Attic Insulation
Residential | Res ¦ Energy Star LED Bulbs General Purpose LEDs | 2038 | SC B | MW | After Competition Groups | 23.047 | 0 | 0 | 981.7217 | 0.023476 | 11 | Residential_2038_SC B_MW_After Competition Groups_11 | Energy Star LED Bulbs General Purpose LEDs | 2.348% | 0 | 23.047 | Residential_2038_SC B_MW_After Competition Groups_Energy Star LED Bulbs General Purpose LEDs
Residential | Res ¦ Energy Star Clothes Dryer | 2038 | SC B | MW | After Competition Groups | 22.5624 | 0 | 0 | 981.7217 | 0.022982 | 12 | Residential_2038_SC B_MW_After Competition Groups_12 | Energy Star Clothes Dryer | 2.298% | 0 | 22.5624 | Residential_2038_SC B_MW_After Competition Groups_Energy Star Clothes Dryer
Residential | Res ¦ Energy Star A Line, PAR, MR Lamps | 2038 | SC B | MW | After Competition Groups | 22.2764 | 0 | 0 | 981.7217 | 0.022691 | 13 | Residential_2038_SC B_MW_After Competition Groups_13 | Energy Star A Line, PAR, MR Lamps | 2.269% | 0 | 22.2764 | Residential_2038_SC B_MW_After Competition Groups_Energy Star A Line, PAR, MR Lamps
Residential | Res ¦ Energy Star LED Specialty Bulbs | 2038 | SC B | MW | After Competition Groups | 20.9002 | 0 | 0 | 981.7217 | 0.021289 | 14 | Residential_2038_SC B_MW_After Competition Groups_14 | Energy Star LED Specialty Bulbs | 2.129% | 0 | 20.9002 | Residential_2038_SC B_MW_After Competition Groups_Energy Star LED Specialty Bulbs
Residential | Res ¦ Home Energy Reports | 2038 | SC B | MW | After Competition Groups | 12.7904 | 0 | 0 | 981.7217 | 0.013029 | 15 | Residential_2038_SC B_MW_After Competition Groups_15 | Home Energy Reports | 1.303% | 0 | 12.7904 | Residential_2038_SC B_MW_After Competition Groups_Home Energy Reports
Residential | Res ¦ Energy Star Torchiere | 2038 | SC B | MW | After Competition Groups | 12.6206 | 0 | 0 | 981.7217 | 0.012856 | 16 | Residential_2038_SC B_MW_After Competition Groups_16 | Energy Star Torchiere | 1.286% | 0 | 12.6206 | Residential_2038_SC B_MW_After Competition Groups_Energy Star Torchiere
Residential | Res ¦ Advanced BAS/Controllers | 2038 | SC B | MW | After Competition Groups | 12.6078 | 0 | 0 | 981.7217 | 0.012842 | 17 | Residential_2038_SC B_MW_After Competition Groups_17 | Advanced BAS/Controllers | 1.284% | 0 | 12.6078 | Residential_2038_SC B_MW_After Competition Groups_Advanced BAS/Controllers
Residential | Res ¦ High Efficiency Chiller (avg of water and air cooled) | 2038 | SC B | MW | After Competition Groups | 12.1245 | 0 | 0 | 981.7217 | 0.01235 | 18 | Residential_2038_SC B_MW_After Competition Groups_18 | High Efficiency Chiller (avg of water and air cooled) | 1.235% | 0 | 12.1245 | Residential_2038_SC B_MW_After Competition Groups_High Efficiency Chiller (avg of water and air cooled)
Residential | Res ¦ Clothes Drying Racks | 2038 | SC B | MW | After Competition Groups | 11.6666 | 0 | 0 | 981.7217 | 0.011884 | 19 | Residential_2038_SC B_MW_After Competition Groups_19 | Clothes Drying Racks | 1.188% | 0 | 11.6666 | Residential_2038_SC B_MW_After Competition Groups_Clothes Drying Racks
Residential | Res ¦ Occupancy Sensors MF | 2038 | SC B | MW | After Competition Groups | 10.988 | 0 | 0 | 981.7217 | 0.011193 | 20 | Residential_2038_SC B_MW_After Competition Groups_20 | Occupancy Sensors MF | 1.119% | 0 | 10.988 | Residential_2038_SC B_MW_After Competition Groups_Occupancy Sensors MF
Residential | Res ¦ Refrigerator Recycling | 2038 | SC B | MW | After Competition Groups | 9.8871 | 0 | 0 | 981.7217 | 0.010071 | 21 | Residential_2038_SC B_MW_After Competition Groups_21 | Refrigerator Recycling | 1.007% | 0 | 9.8871 | Residential_2038_SC B_MW_After Competition Groups_Refrigerator Recycling
Residential | Res ¦ Energy Star Freezer | 2038 | SC B | MW | After Competition Groups | 9.2355 | 0 | 0 | 981.7217 | 0.0094074 | 22 | Residential_2038_SC B_MW_After Competition Groups_22 | Energy Star Freezer | 0.9407% | 0 | 9.2355 | Residential_2038_SC B_MW_After Competition Groups_Energy Star Freezer
Residential | Res ¦ Freezer Recycling | 2038 | SC B | MW | After Competition Groups | 9.2076 | 0 | 0 | 981.7217 | 0.009379 | 23 | Residential_2038_SC B_MW_After Competition Groups_23 | Freezer Recycling | 0.9379% | 0 | 9.2076 | Residential_2038_SC B_MW_After Competition Groups_Freezer Recycling
Residential | Res ¦ Energy Star Dehumidifier | 2038 | SC B | MW | After Competition Groups | 8.0497 | 0 | 0 | 981.7217 | 0.0081996 | 24 | Residential_2038_SC B_MW_After Competition Groups_24 | Energy Star Dehumidifier | 0.82% | 0 | 8.0497 | Residential_2038_SC B_MW_After Competition Groups_Energy Star Dehumidifier
Residential | Res ¦ Air Sealing | 2038 | SC B | MW | After Competition Groups | 7.6531 | 0 | 0 | 981.7217 | 0.0077956 | 25 | Residential_2038_SC B_MW_After Competition Groups_25 | Air Sealing | 0.7796% | 0 | 7.6531 | Residential_2038_SC B_MW_After Competition Groups_Air Sealing
Residential | Res ¦ Floor Insulation | 2038 | SC B | MW | After Competition Groups | 7.2705 | 0 | 0 | 981.7217 | 0.0074059 | 26 | Residential_2038_SC B_MW_After Competition Groups_26 | Floor Insulation | 0.7406% | 0 | 7.2705 | Residential_2038_SC B_MW_After Competition Groups_Floor Insulation
Residential | Res ¦ Duct Insulation | 2038 | SC B | MW | After Competition Groups | 7.0518 | 0 | 0 | 981.7217 | 0.0071831 | 27 | Residential_2038_SC B_MW_After Competition Groups_27 | Duct Insulation | 0.7183% | 0 | 7.0518 | Residential_2038_SC B_MW_After Competition Groups_Duct Insulation
Residential | Res ¦ Energy Star Light Fixture | 2038 | SC B | MW | After Competition Groups | 4.9134 | 0 | 0 | 981.7217 | 0.0050049 | 28 | Residential_2038_SC B_MW_After Competition Groups_28 | Energy Star Light Fixture | 0.5005% | 0 | 4.9134 | Residential_2038_SC B_MW_After Competition Groups_Energy Star Light Fixture
Residential | Res ¦ Outside Air Economizer | 2038 | SC B | MW | After Competition Groups | 3.8552 | 0 | 0 | 981.7217 | 0.003927 | 29 | Residential_2038_SC B_MW_After Competition Groups_29 | Outside Air Economizer | 0.3927% | 0 | 3.8552 | Residential_2038_SC B_MW_After Competition Groups_Outside Air Economizer
Residential | Res ¦ LED Tube Re-Lamp | 2038 | SC B | MW | After Competition Groups | 3.708 | 0 | 0 | 981.7217 | 0.0037771 | 30 | Residential_2038_SC B_MW_After Competition Groups_30 | LED Tube Re-Lamp | 0.3777% | 0 | 3.708 | Residential_2038_SC B_MW_After Competition Groups_LED Tube Re-Lamp
Residential | Res ¦ Heat Recovery Ventilator | 2038 | SC B | MW | After Competition Groups | 3.5651 | 0 | 0 | 981.7217 | 0.0036314 | 31 | Residential_2038_SC B_MW_After Competition Groups_31 | Heat Recovery Ventilator | 0.3631% | 0 | 3.5651 | Residential_2038_SC B_MW_After Competition Groups_Heat Recovery Ventilator
Residential | Res ¦ Minimize Hot and Warm Clothes Wash | 2038 | SC B | MW | After Competition Groups | 3.05 | 0 | 0 | 981.7217 | 0.0031068 | 32 | Residential_2038_SC B_MW_After Competition Groups_32 | Minimize Hot and Warm Clothes Wash | 0.3107% | 0 | 3.05 | Residential_2038_SC B_MW_After Competition Groups_Minimize Hot and Warm Clothes Wash
Residential | Res ¦ Duct Insulation MF | 2038 | SC B | MW | After Competition Groups | 2.9447 | 0 | 0 | 981.7217 | 0.0029995 | 33 | Residential_2038_SC B_MW_After Competition Groups_33 | Duct Insulation MF | 0.3% | 0 | 2.9447 | Residential_2038_SC B_MW_After Competition Groups_Duct Insulation MF
Residential | Res ¦ Smart Power Bar | 2038 | SC B | MW | After Competition Groups | 2.3843 | 0 | 0 | 981.7217 | 0.0024287 | 34 | Residential_2038_SC B_MW_After Competition Groups_34 | Smart Power Bar | 0.2429% | 0 | 2.3843 | Residential_2038_SC B_MW_After Competition Groups_Smart Power Bar
Residential | Res ¦ Tankless Water Heater | 2038 | SC B | MW | After Competition Groups | 2.2258 | 0 | 0 | 981.7217 | 0.0022672 | 35 | Residential_2038_SC B_MW_After Competition Groups_35 | Tankless Water Heater | 0.2267% | 0 | 2.2258 | Residential_2038_SC B_MW_After Competition Groups_Tankless Water Heater
Residential | Res ¦ Demand Control Ventilation | 2038 | SC B | MW | After Competition Groups | 2.2158 | 0 | 0 | 981.7217 | 0.002257 | 36 | Residential_2038_SC B_MW_After Competition Groups_36 | Demand Control Ventilation | 0.2257% | 0 | 2.2158 | Residential_2038_SC B_MW_After Competition Groups_Demand Control Ventilation
Residential | Res ¦ Furnace Whistle | 2038 | SC B | MW | After Competition Groups | 2.1293 | 0 | 0 | 981.7217 | 0.0021689 | 37 | Residential_2038_SC B_MW_After Competition Groups_37 | Furnace Whistle | 0.2169% | 0 | 2.1293 | Residential_2038_SC B_MW_After Competition Groups_Furnace Whistle
Residential | Res ¦ CO Sensors for parking garage exhaust fans | 2038 | SC B | MW | After Competition Groups | 2.1122 | 0 | 0 | 981.7217 | 0.0021515 | 38 | Residential_2038_SC B_MW_After Competition Groups_38 | CO Sensors for parking garage exhaust fans | 0.2151% | 0 | 2.1122 | Residential_2038_SC B_MW_After Competition Groups_CO Sensors for parking garage exhaust fans
Residential | Res ¦ ENERGY STAR LED LAMPS (REFLECTOR LAMPs/MR16/PAR 16) | 2038 | SC B | MW | After Competition Groups | 2.112 | 0 | 0 | 981.7217 | 0.0021513 | 39 | Residential_2038_SC B_MW_After Competition Groups_39 | ENERGY STAR LED LAMPS (REFLECTOR LAMPs/MR16/PAR 16) | 0.2151% | 0 | 2.112 | Residential_2038_SC B_MW_After Competition Groups_ENERGY STAR LED LAMPS (REFLECTOR LAMPs/MR16/PAR 16)
Residential | Res ¦ Comprehensive Draft Proofing | 2038 | SC B | MW | After Competition Groups | 1.8094 | 0 | 0 | 981.7217 | 0.001843 | 40 | Residential_2038_SC B_MW_After Competition Groups_40 | Comprehensive Draft Proofing | 0.1843% | 0 | 1.8094 | Residential_2038_SC B_MW_After Competition Groups_Comprehensive Draft Proofing
Residential | Res ¦ Condensing Make Up Air Unit | 2038 | SC B | MW | After Competition Groups | 1.7852 | 0 | 0 | 981.7217 | 0.0018184 | 41 | Residential_2038_SC B_MW_After Competition Groups_41 | Condensing Make Up Air Unit | 0.1818% | 0 | 1.7852 | Residential_2038_SC B_MW_After Competition Groups_Condensing Make Up Air Unit
Residential | Res ¦ Variable Frequency Drive (VFD) | 2038 | SC B | MW | After Competition Groups | 1.7549 | 0 | 0 | 981.7217 | 0.0017876 | 42 | Residential_2038_SC B_MW_After Competition Groups_42 | Variable Frequency Drive (VFD) | 0.1788% | 0 | 1.7549 | Residential_2038_SC B_MW_After Competition Groups_Variable Frequency Drive (VFD)
Residential | Res ¦ Water Heater Temperature Setback | 2038 | SC B | MW | After Competition Groups | 1.1099 | 0 | 0 | 981.7217 | 0.0011306 | 43 | Residential_2038_SC B_MW_After Competition Groups_43 | Water Heater Temperature Setback | 0.1131% | 0 | 1.1099 | Residential_2038_SC B_MW_After Competition Groups_Water Heater Temperature Setback
Residential | Res ¦ LED Downlight | 2038 | SC B | MW | After Competition Groups | 1.0528 | 0 | 0 | 981.7217 | 0.0010724 | 44 | Residential_2038_SC B_MW_After Competition Groups_44 | LED Downlight | 0.1072% | 0 | 1.0528 | Residential_2038_SC B_MW_After Competition Groups_LED Downlight
Residential | Res ¦ LED Parking Lot Fixture | 2038 | SC B | MW | After Competition Groups | 0.96771 | 0 | 0 | 981.7217 | 0.00098573 | 45 | Residential_2038_SC B_MW_After Competition Groups_45 | LED Parking Lot Fixture | 0.09857% | 0 | 0.96771 | Residential_2038_SC B_MW_After Competition Groups_LED Parking Lot Fixture
Residential | Res ¦ VFD on Pumps | 2038 | SC B | MW | After Competition Groups | 0.53966 | 0 | 0 | 981.7217 | 0.00054971 | 46 | Residential_2038_SC B_MW_After Competition Groups_46 | VFD on Pumps | 0.05497% | 0 | 0.53966 | Residential_2038_SC B_MW_After Competition Groups_VFD on Pumps
Residential | Res ¦ ENERGY STAR LED Lamps (General Service Lamps) | 2038 | SC B | MW | After Competition Groups | 0.46463 | 0 | 0 | 981.7217 | 0.00047328 | 47 | Residential_2038_SC B_MW_After Competition Groups_47 | ENERGY STAR LED Lamps (General Service Lamps) | 0.04733% | 0 | 0.46463 | Residential_2038_SC B_MW_After Competition Groups_ENERGY STAR LED Lamps (General Service Lamps)
Residential | Res ¦ LED Exterior Area Lights - LED Fixture (200W) | 2038 | SC B | MW | After Competition Groups | 0.44448 | 0 | 0 | 981.7217 | 0.00045276 | 48 | Residential_2038_SC B_MW_After Competition Groups_48 | LED Exterior Area Lights - LED Fixture (200W) | 0.04528% | 0 | 0.44448 | Residential_2038_SC B_MW_After Competition Groups_LED Exterior Area Lights - LED Fixture (200W)
Residential | Res ¦ ECM MOTORS FOR HVAC APPLICATION (FAN-POWERED VAV BOX) | 2038 | SC B | MW | After Competition Groups | 0.34406 | 0 | 0 | 981.7217 | 0.00035046 | 49 | Residential_2038_SC B_MW_After Competition Groups_49 | ECM MOTORS FOR HVAC APPLICATION (FAN-POWERED VAV BOX) | 0.03505% | 0 | 0.34406 | Residential_2038_SC B_MW_After Competition Groups_ECM MOTORS FOR HVAC APPLICATION (FAN-POWERED VAV BOX)
Residential | Res ¦ Wall Insulation | 2038 | SC B | MW | After Competition Groups | 0.27054 | 0 | 0 | 981.7217 | 0.00027558 | 50 | Residential_2038_SC B_MW_After Competition Groups_50 | Wall Insulation | 0.02756% | 0 | 0.27054 | Residential_2038_SC B_MW_After Competition Groups_Wall Insulation
Residential | Res ¦ Chilled Water Optimization | 2038 | SC B | MW | After Competition Groups | 0.25373 | 0 | 0 | 981.7217 | 0.00025845 | 51 | Residential_2038_SC B_MW_After Competition Groups_51 | Chilled Water Optimization | 0.02585% | 0 | 0.25373 | Residential_2038_SC B_MW_After Competition Groups_Chilled Water Optimization
Residential | Res ¦ Beverage Vending Machine Controls | 2038 | SC B | MW | After Competition Groups | 0.24986 | 0 | 0 | 981.7217 | 0.00025451 | 52 | Residential_2038_SC B_MW_After Competition Groups_52 | Beverage Vending Machine Controls | 0.02545% | 0 | 0.24986 | Residential_2038_SC B_MW_After Competition Groups_Beverage Vending Machine Controls
Residential | Res ¦ LED High Bay Fixture | 2038 | SC B | MW | After Competition Groups | 0.026306 | 0 | 0 | 981.7217 | 2.6796e-05 | 53 | Residential_2038_SC B_MW_After Competition Groups_53 | LED High Bay Fixture | 0.00268% | 0 | 0.026306 | Residential_2038_SC B_MW_After Competition Groups_LED High Bay Fixture
Residential | Res ¦ Wall Insulation MF | 2038 | SC B | MW | After Competition Groups | 0.0063381 | 0 | 0 | 981.7217 | 6.4561e-06 | 54 | Residential_2038_SC B_MW_After Competition Groups_54 | Wall Insulation MF | 0.0006456% | 0 | 0.0063381 | Residential_2038_SC B_MW_After Competition Groups_Wall Insulation MF
Residential | Res ¦ Ductless Mini-Split Heat Pump | 2038 | SC C | MW | After Competition Groups | 138.5881 | 0 | 0 | 806.1286 | 0.17192 | 1 | Residential_2038_SC C_MW_After Competition Groups_1 | Ductless Mini-Split Heat Pump | 17.19% | 0 | 138.5881 | Residential_2038_SC C_MW_After Competition Groups_Ductless Mini-Split Heat Pump
Residential | Res ¦ Energy Star Clothes Washer | 2038 | SC C | MW | After Competition Groups | 84.3251 | 0 | 0 | 806.1286 | 0.10461 | 2 | Residential_2038_SC C_MW_After Competition Groups_2 | Energy Star Clothes Washer | 10.46% | 0 | 84.3251 | Residential_2038_SC C_MW_After Competition Groups_Energy Star Clothes Washer
Residential | Res ¦ Adaptive Thermostat | 2038 | SC C | MW | After Competition Groups | 80.7977 | 0 | 0 | 806.1286 | 0.10023 | 3 | Residential_2038_SC C_MW_After Competition Groups_3 | Adaptive Thermostat | 10.02% | 0 | 80.7977 | Residential_2038_SC C_MW_After Competition Groups_Adaptive Thermostat
Residential | Res ¦ Building Recommissioning, Operations and Maintenance (O&M) Improvements | 2038 | SC C | MW | After Competition Groups | 69.445 | 0 | 0 | 806.1286 | 0.086146 | 4 | Residential_2038_SC C_MW_After Competition Groups_4 | Building Recommissioning, Operations and Maintenance (O&M) Improvements | 8.615% | 0 | 69.445 | Residential_2038_SC C_MW_After Competition Groups_Building Recommissioning, Operations and Maintenance (O&M) Improvements
Residential | Res ¦ Variable Speed Pool Pump Motor | 2038 | SC C | MW | After Competition Groups | 49.6039 | 0 | 0 | 806.1286 | 0.061533 | 5 | Residential_2038_SC C_MW_After Competition Groups_5 | Variable Speed Pool Pump Motor | 6.153% | 0 | 49.6039 | Residential_2038_SC C_MW_After Competition Groups_Variable Speed Pool Pump Motor
Residential | Res ¦ Energy Star Air Source Heat Pump | 2038 | SC C | MW | After Competition Groups | 41.2894 | 0 | 0 | 806.1286 | 0.051219 | 6 | Residential_2038_SC C_MW_After Competition Groups_6 | Energy Star Air Source Heat Pump | 5.122% | 0 | 41.2894 | Residential_2038_SC C_MW_After Competition Groups_Energy Star Air Source Heat Pump
Residential | Res ¦ Energy Star Room Air Conditioner | 2038 | SC C | MW | After Competition Groups | 36.5208 | 0 | 0 | 806.1286 | 0.045304 | 7 | Residential_2038_SC C_MW_After Competition Groups_7 | Energy Star Room Air Conditioner | 4.53% | 0 | 36.5208 | Residential_2038_SC C_MW_After Competition Groups_Energy Star Room Air Conditioner
Residential | Res ¦ Basement Wall Insulation | 2038 | SC C | MW | After Competition Groups | 35.9863 | 0 | 0 | 806.1286 | 0.044641 | 8 | Residential_2038_SC C_MW_After Competition Groups_8 | Basement Wall Insulation | 4.464% | 0 | 35.9863 | Residential_2038_SC C_MW_After Competition Groups_Basement Wall Insulation
Residential | Res ¦ Energy Star LED Specialty Bulbs | 2038 | SC C | MW | After Competition Groups | 32.7618 | 0 | 0 | 806.1286 | 0.040641 | 9 | Residential_2038_SC C_MW_After Competition Groups_9 | Energy Star LED Specialty Bulbs | 4.064% | 0 | 32.7618 | Residential_2038_SC C_MW_After Competition Groups_Energy Star LED Specialty Bulbs
Residential | Res ¦ Attic Insulation | 2038 | SC C | MW | After Competition Groups | 27.0858 | 0 | 0 | 806.1286 | 0.0336 | 10 | Residential_2038_SC C_MW_After Competition Groups_10 | Attic Insulation | 3.36% | 0 | 27.0858 | Residential_2038_SC C_MW_After Competition Groups_Attic Insulation
Residential | Res ¦ Smart Burners | 2038 | SC C | MW | After Competition Groups | 25.981 | 0 | 0 | 806.1286 | 0.032229 | 11 | Residential_2038_SC C_MW_After Competition Groups_11 | Smart Burners | 3.223% | 0 | 25.981 | Residential_2038_SC C_MW_After Competition Groups_Smart Burners
Residential | Res ¦ Energy Star Clothes Dryer | 2038 | SC C | MW | After Competition Groups | 22.5695 | 0 | 0 | 806.1286 | 0.027997 | 12 | Residential_2038_SC C_MW_After Competition Groups_12 | Energy Star Clothes Dryer | 2.8% | 0 | 22.5695 | Residential_2038_SC C_MW_After Competition Groups_Energy Star Clothes Dryer
Residential | Res ¦ Energy Star A Line, PAR, MR Lamps | 2038 | SC C | MW | After Competition Groups | 16.7307 | 0 | 0 | 806.1286 | 0.020754 | 13 | Residential_2038_SC C_MW_After Competition Groups_13 | Energy Star A Line, PAR, MR Lamps | 2.075% | 0 | 16.7307 | Residential_2038_SC C_MW_After Competition Groups_Energy Star A Line, PAR, MR Lamps
Residential | Res ¦ Energy Star LED Bulbs General Purpose LEDs | 2038 | SC C | MW | After Competition Groups | 13.9176 | 0 | 0 | 806.1286 | 0.017265 | 14 | Residential_2038_SC C_MW_After Competition Groups_14 | Energy Star LED Bulbs General Purpose LEDs | 1.726% | 0 | 13.9176 | Residential_2038_SC C_MW_After Competition Groups_Energy Star LED Bulbs General Purpose LEDs
Residential | Res ¦ Home Energy Reports | 2038 | SC C | MW | After Competition Groups | 12.7904 | 0 | 0 | 806.1286 | 0.015866 | 15 | Residential_2038_SC C_MW_After Competition Groups_15 | Home Energy Reports | 1.587% | 0 | 12.7904 | Residential_2038_SC C_MW_After Competition Groups_Home Energy Reports
Residential | Res ¦ High Efficiency Chiller (avg of water and air cooled) | 2038 | SC C | MW | After Competition Groups | 11.9208 | 0 | 0 | 806.1286 | 0.014788 | 16 | Residential_2038_SC C_MW_After Competition Groups_16 | High Efficiency Chiller (avg of water and air cooled) | 1.479% | 0 | 11.9208 | Residential_2038_SC C_MW_After Competition Groups_High Efficiency Chiller (avg of water and air cooled)
Residential | Res ¦ Energy Star Torchiere | 2038 | SC C | MW | After Competition Groups | 10.2214 | 0 | 0 | 806.1286 | 0.01268 | 17 | Residential_2038_SC C_MW_After Competition Groups_17 | Energy Star Torchiere | 1.268% | 0 | 10.2214 | Residential_2038_SC C_MW_After Competition Groups_Energy Star Torchiere
Residential | Res ¦ Advanced BAS/Controllers | 2038 | SC C | MW | After Competition Groups | 10.1641 | 0 | 0 | 806.1286 | 0.012609 | 18 | Residential_2038_SC C_MW_After Competition Groups_18 | Advanced BAS/Controllers | 1.261% | 0 | 10.1641 | Residential_2038_SC C_MW_After Competition Groups_Advanced BAS/Controllers
Residential | Res ¦ Energy Star Freezer | 2038 | SC C | MW | After Competition Groups | 8.3057 | 0 | 0 | 806.1286 | 0.010303 | 19 | Residential_2038_SC C_MW_After Competition Groups_19 | Energy Star Freezer | 1.03% | 0 | 8.3057 | Residential_2038_SC C_MW_After Competition Groups_Energy Star Freezer
Residential | Res ¦ Occupancy Sensors MF | 2038 | SC C | MW | After Competition Groups | 8.029 | 0 | 0 | 806.1286 | 0.00996 | 20 | Residential_2038_SC C_MW_After Competition Groups_20 | Occupancy Sensors MF | 0.996% | 0 | 8.029 | Residential_2038_SC C_MW_After Competition Groups_Occupancy Sensors MF
Residential | Res ¦ Refrigerator Recycling | 2038 | SC C | MW | After Competition Groups | 7.9708 | 0 | 0 | 806.1286 | 0.0098877 | 21 | Residential_2038_SC C_MW_After Competition Groups_21 | Refrigerator Recycling | 0.9888% | 0 | 7.9708 | Residential_2038_SC C_MW_After Competition Groups_Refrigerator Recycling
Residential | Res ¦ Air Sealing | 2038 | SC C | MW | After Competition Groups | 6.9524 | 0 | 0 | 806.1286 | 0.0086244 | 22 | Residential_2038_SC C_MW_After Competition Groups_22 | Air Sealing | 0.8624% | 0 | 6.9524 | Residential_2038_SC C_MW_After Competition Groups_Air Sealing
Residential | Res ¦ Energy Star Dehumidifier | 2038 | SC C | MW | After Competition Groups | 6.0639 | 0 | 0 | 806.1286 | 0.0075223 | 23 | Residential_2038_SC C_MW_After Competition Groups_23 | Energy Star Dehumidifier | 0.7522% | 0 | 6.0639 | Residential_2038_SC C_MW_After Competition Groups_Energy Star Dehumidifier
Residential | Res ¦ Floor Insulation | 2038 | SC C | MW | After Competition Groups | 5.6682 | 0 | 0 | 806.1286 | 0.0070314 | 24 | Residential_2038_SC C_MW_After Competition Groups_24 | Floor Insulation | 0.7031% | 0 | 5.6682 | Residential_2038_SC C_MW_After Competition Groups_Floor Insulation
Residential | Res ¦ Energy Star Light Fixture | 2038 | SC C | MW | After Competition Groups | 4.6727 | 0 | 0 | 806.1286 | 0.0057965 | 25 | Residential_2038_SC C_MW_After Competition Groups_25 | Energy Star Light Fixture | 0.5797% | 0 | 4.6727 | Residential_2038_SC C_MW_After Competition Groups_Energy Star Light Fixture
Residential | Res ¦ LED Tube Re-Lamp | 2038 | SC C | MW | After Competition Groups | 3.708 | 0 | 0 | 806.1286 | 0.0045998 | 26 | Residential_2038_SC C_MW_After Competition Groups_26 | LED Tube Re-Lamp | 0.46% | 0 | 3.708 | Residential_2038_SC C_MW_After Competition Groups_LED Tube Re-Lamp
Residential | Res ¦ Outside Air Economizer | 2038 | SC C | MW | After Competition Groups | 3.3885 | 0 | 0 | 806.1286 | 0.0042035 | 27 | Residential_2038_SC C_MW_After Competition Groups_27 | Outside Air Economizer | 0.4203% | 0 | 3.3885 | Residential_2038_SC C_MW_After Competition Groups_Outside Air Economizer
Residential | Res ¦ Minimize Hot and Warm Clothes Wash | 2038 | SC C | MW | After Competition Groups | 3.05 | 0 | 0 | 806.1286 | 0.0037835 | 28 | Residential_2038_SC C_MW_After Competition Groups_28 | Minimize Hot and Warm Clothes Wash | 0.3783% | 0 | 3.05 | Residential_2038_SC C_MW_After Competition Groups_Minimize Hot and Warm Clothes Wash
Residential | Res ¦ Smart Power Bar | 2038 | SC C | MW | After Competition Groups | 2.9325 | 0 | 0 | 806.1286 | 0.0036377 | 29 | Residential_2038_SC C_MW_After Competition Groups_29 | Smart Power Bar | 0.3638% | 0 | 2.9325 | Residential_2038_SC C_MW_After Competition Groups_Smart Power Bar
Residential | Res ¦ Duct Insulation MF | 2038 | SC C | MW | After Competition Groups | 2.6805 | 0 | 0 | 806.1286 | 0.0033252 | 30 | Residential_2038_SC C_MW_After Competition Groups_30 | Duct Insulation MF | 0.3325% | 0 | 2.6805 | Residential_2038_SC C_MW_After Competition Groups_Duct Insulation MF
Residential | Res ¦ ENERGY STAR LED LAMPS (REFLECTOR LAMPs/MR16/PAR 16) | 2038 | SC C | MW | After Competition Groups | 2.112 | 0 | 0 | 806.1286 | 0.0026199 | 31 | Residential_2038_SC C_MW_After Competition Groups_31 | ENERGY STAR LED LAMPS (REFLECTOR LAMPs/MR16/PAR 16) | 0.262% | 0 | 2.112 | Residential_2038_SC C_MW_After Competition Groups_ENERGY STAR LED LAMPS (REFLECTOR LAMPs/MR16/PAR 16)
Residential | Res ¦ Duct Insulation | 2038 | SC C | MW | After Competition Groups | 1.9896 | 0 | 0 | 806.1286 | 0.0024681 | 32 | Residential_2038_SC C_MW_After Competition Groups_32 | Duct Insulation | 0.2468% | 0 | 1.9896 | Residential_2038_SC C_MW_After Competition Groups_Duct Insulation
Residential | Res ¦ Demand Control Ventilation | 2038 | SC C | MW | After Competition Groups | 1.7863 | 0 | 0 | 806.1286 | 0.0022159 | 33 | Residential_2038_SC C_MW_After Competition Groups_33 | Demand Control Ventilation | 0.2216% | 0 | 1.7863 | Residential_2038_SC C_MW_After Competition Groups_Demand Control Ventilation
Residential | Res ¦ Furnace Whistle | 2038 | SC C | MW | After Competition Groups | 1.7166 | 0 | 0 | 806.1286 | 0.0021294 | 34 | Residential_2038_SC C_MW_After Competition Groups_34 | Furnace Whistle | 0.2129% | 0 | 1.7166 | Residential_2038_SC C_MW_After Competition Groups_Furnace Whistle
Residential | Res ¦ CO Sensors for parking garage exhaust fans | 2038 | SC C | MW | After Competition Groups | 1.6719 | 0 | 0 | 806.1286 | 0.002074 | 35 | Residential_2038_SC C_MW_After Competition Groups_35 | CO Sensors for parking garage exhaust fans | 0.2074% | 0 | 1.6719 | Residential_2038_SC C_MW_After Competition Groups_CO Sensors for parking garage exhaust fans
Residential | Res ¦ Tankless Water Heater | 2038 | SC C | MW | After Competition Groups | 1.6653 | 0 | 0 | 806.1286 | 0.0020658 | 36 | Residential_2038_SC C_MW_After Competition Groups_36 | Tankless Water Heater | 0.2066% | 0 | 1.6653 | Residential_2038_SC C_MW_After Competition Groups_Tankless Water Heater
Residential | Res ¦ Condensing Make Up Air Unit | 2038 | SC C | MW | After Competition Groups | 1.4723 | 0 | 0 | 806.1286 | 0.0018264 | 37 | Residential_2038_SC C_MW_After Competition Groups_37 | Condensing Make Up Air Unit | 0.1826% | 0 | 1.4723 | Residential_2038_SC C_MW_After Competition Groups_Condensing Make Up Air Unit
Residential | Res ¦ Comprehensive Draft Proofing | 2038 | SC C | MW | After Competition Groups | 1.4586 | 0 | 0 | 806.1286 | 0.0018094 | 38 | Residential_2038_SC C_MW_After Competition Groups_38 | Comprehensive Draft Proofing | 0.1809% | 0 | 1.4586 | Residential_2038_SC C_MW_After Competition Groups_Comprehensive Draft Proofing
Residential | Res ¦ Variable Frequency Drive (VFD) | 2038 | SC C | MW | After Competition Groups | 1.4148 | 0 | 0 | 806.1286 | 0.001755 | 39 | Residential_2038_SC C_MW_After Competition Groups_39 | Variable Frequency Drive (VFD) | 0.1755% | 0 | 1.4148 | Residential_2038_SC C_MW_After Competition Groups_Variable Frequency Drive (VFD)
Residential | Res ¦ LED Downlight | 2038 | SC C | MW | After Competition Groups | 1.0528 | 0 | 0 | 806.1286 | 0.001306 | 40 | Residential_2038_SC C_MW_After Competition Groups_40 | LED Downlight | 0.1306% | 0 | 1.0528 | Residential_2038_SC C_MW_After Competition Groups_LED Downlight
Residential | Res ¦ Heat Recovery Ventilator | 2038 | SC C | MW | After Competition Groups | 0.95116 | 0 | 0 | 806.1286 | 0.0011799 | 41 | Residential_2038_SC C_MW_After Competition Groups_41 | Heat Recovery Ventilator | 0.118% | 0 | 0.95116 | Residential_2038_SC C_MW_After Competition Groups_Heat Recovery Ventilator
Residential | Res ¦ LED Parking Lot Fixture | 2038 | SC C | MW | After Competition Groups | 0.9275 | 0 | 0 | 806.1286 | 0.0011506 | 42 | Residential_2038_SC C_MW_After Competition Groups_42 | LED Parking Lot Fixture | 0.1151% | 0 | 0.9275 | Residential_2038_SC C_MW_After Competition Groups_LED Parking Lot Fixture
Residential | Res ¦ Water Heater Temperature Setback | 2038 | SC C | MW | After Competition Groups | 0.89477 | 0 | 0 | 806.1286 | 0.00111 | 43 | Residential_2038_SC C_MW_After Competition Groups_43 | Water Heater Temperature Setback | 0.111% | 0 | 0.89477 | Residential_2038_SC C_MW_After Competition Groups_Water Heater Temperature Setback
Residential | Res ¦ Clothes Drying Racks | 2038 | SC C | MW | After Competition Groups | 0.67478 | 0 | 0 | 806.1286 | 0.00083706 | 44 | Residential_2038_SC C_MW_After Competition Groups_44 | Clothes Drying Racks | 0.08371% | 0 | 0.67478 | Residential_2038_SC C_MW_After Competition Groups_Clothes Drying Racks
Residential | Res ¦ ENERGY STAR LED Lamps (General Service Lamps) | 2038 | SC C | MW | After Competition Groups | 0.46463 | 0 | 0 | 806.1286 | 0.00057637 | 45 | Residential_2038_SC C_MW_After Competition Groups_45 | ENERGY STAR LED Lamps (General Service Lamps) | 0.05764% | 0 | 0.46463 | Residential_2038_SC C_MW_After Competition Groups_ENERGY STAR LED Lamps (General Service Lamps)
Residential | Res ¦ LED Exterior Area Lights - LED Fixture (200W) | 2038 | SC C | MW | After Competition Groups | 0.44448 | 0 | 0 | 806.1286 | 0.00055138 | 46 | Residential_2038_SC C_MW_After Competition Groups_46 | LED Exterior Area Lights - LED Fixture (200W) | 0.05514% | 0 | 0.44448 | Residential_2038_SC C_MW_After Competition Groups_LED Exterior Area Lights - LED Fixture (200W)
Residential | Res ¦ VFD on Pumps | 2038 | SC C | MW | After Competition Groups | 0.43506 | 0 | 0 | 806.1286 | 0.00053969 | 47 | Residential_2038_SC C_MW_After Competition Groups_47 | VFD on Pumps | 0.05397% | 0 | 0.43506 | Residential_2038_SC C_MW_After Competition Groups_VFD on Pumps
Residential | Res ¦ ECM MOTORS FOR HVAC APPLICATION (FAN-POWERED VAV BOX) | 2038 | SC C | MW | After Competition Groups | 0.26594 | 0 | 0 | 806.1286 | 0.00032989 | 48 | Residential_2038_SC C_MW_After Competition Groups_48 | ECM MOTORS FOR HVAC APPLICATION (FAN-POWERED VAV BOX) | 0.03299% | 0 | 0.26594 | Residential_2038_SC C_MW_After Competition Groups_ECM MOTORS FOR HVAC APPLICATION (FAN-POWERED VAV BOX)
Residential | Res ¦ Chilled Water Optimization | 2038 | SC C | MW | After Competition Groups | 0.21211 | 0 | 0 | 806.1286 | 0.00026312 | 49 | Residential_2038_SC C_MW_After Competition Groups_49 | Chilled Water Optimization | 0.02631% | 0 | 0.21211 | Residential_2038_SC C_MW_After Competition Groups_Chilled Water Optimization
Residential | Res ¦ Beverage Vending Machine Controls | 2038 | SC C | MW | After Competition Groups | 0.19188 | 0 | 0 | 806.1286 | 0.00023803 | 50 | Residential_2038_SC C_MW_After Competition Groups_50 | Beverage Vending Machine Controls | 0.0238% | 0 | 0.19188 | Residential_2038_SC C_MW_After Competition Groups_Beverage Vending Machine Controls
Residential | Res ¦ Wall Insulation | 2038 | SC C | MW | After Competition Groups | 0.1713 | 0 | 0 | 806.1286 | 0.0002125 | 51 | Residential_2038_SC C_MW_After Competition Groups_51 | Wall Insulation | 0.02125% | 0 | 0.1713 | Residential_2038_SC C_MW_After Competition Groups_Wall Insulation
Residential | Res ¦ LED High Bay Fixture | 2038 | SC C | MW | After Competition Groups | 0.026306 | 0 | 0 | 806.1286 | 3.2633e-05 | 52 | Residential_2038_SC C_MW_After Competition Groups_52 | LED High Bay Fixture | 0.003263% | 0 | 0.026306 | Residential_2038_SC C_MW_After Competition Groups_LED High Bay Fixture
Residential | Res ¦ Wall Insulation MF | 2038 | SC C | MW | After Competition Groups | 0.0063385 | 0 | 0 | 806.1286 | 7.8629e-06 | 53 | Residential_2038_SC C_MW_After Competition Groups_53 | Wall Insulation MF | 0.0007863% | 0 | 0.0063385 | Residential_2038_SC C_MW_After Competition Groups_Wall Insulation MF
Residential | Res ¦ Freezer Recycling | 2038 | SC C | MW | After Competition Groups | 0.00054389 | 0 | 0 | 806.1286 | 6.747e-07 | 54 | Residential_2038_SC C_MW_After Competition Groups_54 | Freezer Recycling | 6.747e-05% | 0 | 0.00054389 | Residential_2038_SC C_MW_After Competition Groups_Freezer Recycling
Residential | Res ¦ Ductless Mini-Split Heat Pump | 2038 | SC D | MW | After Competition Groups | 138.5968 | 5428900.5989 | 5.4289 | 655.7683 | 0.21135 | 1 | Residential_2038_SC D_MW_After Competition Groups_1 | Ductless Mini-Split Heat Pump | 21.14% | 5.4289 | 138.5968 | Residential_2038_SC D_MW_After Competition Groups_Ductless Mini-Split Heat Pump
Residential | Res ¦ Building Recommissioning, Operations and Maintenance (O&M) Improvements | 2038 | SC D | MW | After Competition Groups | 69.445 | 502119.9739 | 0.50212 | 655.7683 | 0.1059 | 2 | Residential_2038_SC D_MW_After Competition Groups_2 | Building Recommissioning, Operations and Maintenance (O&M) Improvements | 10.59% | 0.50212 | 69.445 | Residential_2038_SC D_MW_After Competition Groups_Building Recommissioning, Operations and Maintenance (O&M) Improvements
Residential | Res ¦ Energy Star Clothes Washer | 2038 | SC D | MW | After Competition Groups | 56.3786 | 2973048.1353 | 2.973 | 655.7683 | 0.085973 | 3 | Residential_2038_SC D_MW_After Competition Groups_3 | Energy Star Clothes Washer | 8.597% | 2.973 | 56.3786 | Residential_2038_SC D_MW_After Competition Groups_Energy Star Clothes Washer
Residential | Res ¦ Adaptive Thermostat | 2038 | SC D | MW | After Competition Groups | 46.6956 | 4748271.8454 | 4.7483 | 655.7683 | 0.071207 | 4 | Residential_2038_SC D_MW_After Competition Groups_4 | Adaptive Thermostat | 7.121% | 4.7483 | 46.6956 | Residential_2038_SC D_MW_After Competition Groups_Adaptive Thermostat
Residential | Res ¦ Energy Star Air Source Heat Pump | 2038 | SC D | MW | After Competition Groups | 41.2894 | 3644900.1919 | 3.6449 | 655.7683 | 0.062963 | 5 | Residential_2038_SC D_MW_After Competition Groups_5 | Energy Star Air Source Heat Pump | 6.296% | 3.6449 | 41.2894 | Residential_2038_SC D_MW_After Competition Groups_Energy Star Air Source Heat Pump
Residential | Res ¦ Energy Star Room Air Conditioner | 2038 | SC D | MW | After Competition Groups | 36.3501 | 2262446.2142 | 2.2624 | 655.7683 | 0.055431 | 6 | Residential_2038_SC D_MW_After Competition Groups_6 | Energy Star Room Air Conditioner | 5.543% | 2.2624 | 36.3501 | Residential_2038_SC D_MW_After Competition Groups_Energy Star Room Air Conditioner
Residential | Res ¦ Variable Speed Pool Pump Motor | 2038 | SC D | MW | After Competition Groups | 36.1104 | 2532487.9453 | 2.5325 | 655.7683 | 0.055066 | 7 | Residential_2038_SC D_MW_After Competition Groups_7 | Variable Speed Pool Pump Motor | 5.507% | 2.5325 | 36.1104 | Residential_2038_SC D_MW_After Competition Groups_Variable Speed Pool Pump Motor
Residential | Res ¦ Basement Wall Insulation | 2038 | SC D | MW | After Competition Groups | 34.5275 | 3283563.1644 | 3.2836 | 655.7683 | 0.052652 | 8 | Residential_2038_SC D_MW_After Competition Groups_8 | Basement Wall Insulation | 5.265% | 3.2836 | 34.5275 | Residential_2038_SC D_MW_After Competition Groups_Basement Wall Insulation
Residential | Res ¦ Energy Star LED Bulbs General Purpose LEDs | 2038 | SC D | MW | After Competition Groups | 24.2544 | 0 | 0 | 655.7683 | 0.036986 | 9 | Residential_2038_SC D_MW_After Competition Groups_9 | Energy Star LED Bulbs General Purpose LEDs | 3.699% | 0 | 24.2544 | Residential_2038_SC D_MW_After Competition Groups_Energy Star LED Bulbs General Purpose LEDs
Residential | Res ¦ Energy Star LED Specialty Bulbs | 2038 | SC D | MW | After Competition Groups | 23.1415 | 27663.2622 | 0.027663 | 655.7683 | 0.035289 | 10 | Residential_2038_SC D_MW_After Competition Groups_10 | Energy Star LED Specialty Bulbs | 3.529% | 0.027663 | 23.1415 | Residential_2038_SC D_MW_After Competition Groups_Energy Star LED Specialty Bulbs
Residential | Res ¦ Energy Star A Line, PAR, MR Lamps | 2038 | SC D | MW | After Competition Groups | 16.7549 | 20470.5421 | 0.020471 | 655.7683 | 0.02555 | 11 | Residential_2038_SC D_MW_After Competition Groups_11 | Energy Star A Line, PAR, MR Lamps | 2.555% | 0.020471 | 16.7549 | Residential_2038_SC D_MW_After Competition Groups_Energy Star A Line, PAR, MR Lamps
Residential | Res ¦ Attic Insulation | 2038 | SC D | MW | After Competition Groups | 14.1586 | 2348086.3157 | 2.3481 | 655.7683 | 0.021591 | 12 | Residential_2038_SC D_MW_After Competition Groups_12 | Attic Insulation | 2.159% | 2.3481 | 14.1586 | Residential_2038_SC D_MW_After Competition Groups_Attic Insulation
Residential | Res ¦ Home Energy Reports | 2038 | SC D | MW | After Competition Groups | 12.7904 | 16811258.6918 | 16.8113 | 655.7683 | 0.019504 | 13 | Residential_2038_SC D_MW_After Competition Groups_13 | Home Energy Reports | 1.95% | 16.8113 | 12.7904 | Residential_2038_SC D_MW_After Competition Groups_Home Energy Reports
Residential | Res ¦ Energy Star Clothes Dryer | 2038 | SC D | MW | After Competition Groups | 12.0671 | 1035245.498 | 1.0352 | 655.7683 | 0.018402 | 14 | Residential_2038_SC D_MW_After Competition Groups_14 | Energy Star Clothes Dryer | 1.84% | 1.0352 | 12.0671 | Residential_2038_SC D_MW_After Competition Groups_Energy Star Clothes Dryer
Residential | Res ¦ High Efficiency Chiller (avg of water and air cooled) | 2038 | SC D | MW | After Competition Groups | 11.9208 | 148450.5496 | 0.14845 | 655.7683 | 0.018178 | 15 | Residential_2038_SC D_MW_After Competition Groups_15 | High Efficiency Chiller (avg of water and air cooled) | 1.818% | 0.14845 | 11.9208 | Residential_2038_SC D_MW_After Competition Groups_High Efficiency Chiller (avg of water and air cooled)
Residential | Res ¦ Advanced BAS/Controllers | 2038 | SC D | MW | After Competition Groups | 10.1641 | 521768.5988 | 0.52177 | 655.7683 | 0.0155 | 16 | Residential_2038_SC D_MW_After Competition Groups_16 | Advanced BAS/Controllers | 1.55% | 0.52177 | 10.1641 | Residential_2038_SC D_MW_After Competition Groups_Advanced BAS/Controllers
Residential | Res ¦ Energy Star Torchiere | 2038 | SC D | MW | After Competition Groups | 8.9803 | 460191.1016 | 0.46019 | 655.7683 | 0.013694 | 17 | Residential_2038_SC D_MW_After Competition Groups_17 | Energy Star Torchiere | 1.369% | 0.46019 | 8.9803 | Residential_2038_SC D_MW_After Competition Groups_Energy Star Torchiere
Residential | Res ¦ Smart Burners | 2038 | SC D | MW | After Competition Groups | 8.5585 | 2618675.4069 | 2.6187 | 655.7683 | 0.013051 | 18 | Residential_2038_SC D_MW_After Competition Groups_18 | Smart Burners | 1.305% | 2.6187 | 8.5585 | Residential_2038_SC D_MW_After Competition Groups_Smart Burners
Residential | Res ¦ Occupancy Sensors MF | 2038 | SC D | MW | After Competition Groups | 8.029 | 13126.338 | 0.013126 | 655.7683 | 0.012244 | 19 | Residential_2038_SC D_MW_After Competition Groups_19 | Occupancy Sensors MF | 1.224% | 0.013126 | 8.029 | Residential_2038_SC D_MW_After Competition Groups_Occupancy Sensors MF
Residential | Res ¦ Refrigerator Recycling | 2038 | SC D | MW | After Competition Groups | 5.4588 | 499577.5471 | 0.49958 | 655.7683 | 0.0083243 | 20 | Residential_2038_SC D_MW_After Competition Groups_20 | Refrigerator Recycling | 0.8324% | 0.49958 | 5.4588 | Residential_2038_SC D_MW_After Competition Groups_Refrigerator Recycling
Residential | Res ¦ Energy Star Freezer | 2038 | SC D | MW | After Competition Groups | 4.4685 | 350153.0705 | 0.35015 | 655.7683 | 0.0068141 | 21 | Residential_2038_SC D_MW_After Competition Groups_21 | Energy Star Freezer | 0.6814% | 0.35015 | 4.4685 | Residential_2038_SC D_MW_After Competition Groups_Energy Star Freezer
Residential | Res ¦ LED Tube Re-Lamp | 2038 | SC D | MW | After Competition Groups | 3.6982 | 65730.3369 | 0.06573 | 655.7683 | 0.0056394 | 22 | Residential_2038_SC D_MW_After Competition Groups_22 | LED Tube Re-Lamp | 0.5639% | 0.06573 | 3.6982 | Residential_2038_SC D_MW_After Competition Groups_LED Tube Re-Lamp
Residential | Res ¦ Outside Air Economizer | 2038 | SC D | MW | After Competition Groups | 3.3885 | 159807.2984 | 0.15981 | 655.7683 | 0.0051673 | 23 | Residential_2038_SC D_MW_After Competition Groups_23 | Outside Air Economizer | 0.5167% | 0.15981 | 3.3885 | Residential_2038_SC D_MW_After Competition Groups_Outside Air Economizer
Residential | Res ¦ Minimize Hot and Warm Clothes Wash | 2038 | SC D | MW | After Competition Groups | 3.05 | 0 | 0 | 655.7683 | 0.004651 | 24 | Residential_2038_SC D_MW_After Competition Groups_24 | Minimize Hot and Warm Clothes Wash | 0.4651% | 0 | 3.05 | Residential_2038_SC D_MW_After Competition Groups_Minimize Hot and Warm Clothes Wash
Residential | Res ¦ Energy Star Light Fixture | 2038 | SC D | MW | After Competition Groups | 2.7583 | 0 | 0 | 655.7683 | 0.0042062 | 25 | Residential_2038_SC D_MW_After Competition Groups_25 | Energy Star Light Fixture | 0.4206% | 0 | 2.7583 | Residential_2038_SC D_MW_After Competition Groups_Energy Star Light Fixture
Residential | Res ¦ Air Sealing | 2038 | SC D | MW | After Competition Groups | 2.4853 | 0 | 0 | 655.7683 | 0.0037899 | 26 | Residential_2038_SC D_MW_After Competition Groups_26 | Air Sealing | 0.379% | 0 | 2.4853 | Residential_2038_SC D_MW_After Competition Groups_Air Sealing
Residential | Res ¦ ENERGY STAR LED LAMPS (REFLECTOR LAMPs/MR16/PAR 16) | 2038 | SC D | MW | After Competition Groups | 2.112 | 14259.5778 | 0.01426 | 655.7683 | 0.0032206 | 27 | Residential_2038_SC D_MW_After Competition Groups_27 | ENERGY STAR LED LAMPS (REFLECTOR LAMPs/MR16/PAR 16) | 0.3221% | 0.01426 | 2.112 | Residential_2038_SC D_MW_After Competition Groups_ENERGY STAR LED LAMPS (REFLECTOR LAMPs/MR16/PAR 16)
Residential | Res ¦ Energy Star Dehumidifier | 2038 | SC D | MW | After Competition Groups | 1.8137 | 297863.6538 | 0.29786 | 655.7683 | 0.0027658 | 28 | Residential_2038_SC D_MW_After Competition Groups_28 | Energy Star Dehumidifier | 0.2766% | 0.29786 | 1.8137 | Residential_2038_SC D_MW_After Competition Groups_Energy Star Dehumidifier
Residential | Res ¦ Furnace Whistle | 2038 | SC D | MW | After Competition Groups | 1.7166 | 20863.2172 | 0.020863 | 655.7683 | 0.0026176 | 29 | Residential_2038_SC D_MW_After Competition Groups_29 | Furnace Whistle | 0.2618% | 0.020863 | 1.7166 | Residential_2038_SC D_MW_After Competition Groups_Furnace Whistle
Residential | Res ¦ Smart Power Bar | 2038 | SC D | MW | After Competition Groups | 1.6442 | 0 | 0 | 655.7683 | 0.0025072 | 30 | Residential_2038_SC D_MW_After Competition Groups_30 | Smart Power Bar | 0.2507% | 0 | 1.6442 | Residential_2038_SC D_MW_After Competition Groups_Smart Power Bar
Residential | Res ¦ Comprehensive Draft Proofing | 2038 | SC D | MW | After Competition Groups | 1.3673 | 0 | 0 | 655.7683 | 0.002085 | 31 | Residential_2038_SC D_MW_After Competition Groups_31 | Comprehensive Draft Proofing | 0.2085% | 0 | 1.3673 | Residential_2038_SC D_MW_After Competition Groups_Comprehensive Draft Proofing
Residential | Res ¦ CO Sensors for parking garage exhaust fans | 2038 | SC D | MW | After Competition Groups | 1.1567 | 120905.4851 | 0.12091 | 655.7683 | 0.0017639 | 32 | Residential_2038_SC D_MW_After Competition Groups_32 | CO Sensors for parking garage exhaust fans | 0.1764% | 0.12091 | 1.1567 | Residential_2038_SC D_MW_After Competition Groups_CO Sensors for parking garage exhaust fans
Residential | Res ¦ Variable Frequency Drive (VFD) | 2038 | SC D | MW | After Competition Groups | 1.156 | 93341.1683 | 0.093341 | 655.7683 | 0.0017628 | 33 | Residential_2038_SC D_MW_After Competition Groups_33 | Variable Frequency Drive (VFD) | 0.1763% | 0.093341 | 1.156 | Residential_2038_SC D_MW_After Competition Groups_Variable Frequency Drive (VFD)
Residential | Res ¦ LED Parking Lot Fixture | 2038 | SC D | MW | After Competition Groups | 0.9275 | 0 | 0 | 655.7683 | 0.0014144 | 34 | Residential_2038_SC D_MW_After Competition Groups_34 | LED Parking Lot Fixture | 0.1414% | 0 | 0.9275 | Residential_2038_SC D_MW_After Competition Groups_LED Parking Lot Fixture
Residential | Res ¦ LED Downlight | 2038 | SC D | MW | After Competition Groups | 0.88347 | 461586.7689 | 0.46159 | 655.7683 | 0.0013472 | 35 | Residential_2038_SC D_MW_After Competition Groups_35 | LED Downlight | 0.1347% | 0.46159 | 0.88347 | Residential_2038_SC D_MW_After Competition Groups_LED Downlight
Residential | Res ¦ Floor Insulation | 2038 | SC D | MW | After Competition Groups | 0.85203 | 104677.7346 | 0.10468 | 655.7683 | 0.0012993 | 36 | Residential_2038_SC D_MW_After Competition Groups_36 | Floor Insulation | 0.1299% | 0.10468 | 0.85203 | Residential_2038_SC D_MW_After Competition Groups_Floor Insulation
Residential | Res ¦ Tankless Water Heater | 2038 | SC D | MW | After Competition Groups | 0.85024 | 160627.7417 | 0.16063 | 655.7683 | 0.0012966 | 37 | Residential_2038_SC D_MW_After Competition Groups_37 | Tankless Water Heater | 0.1297% | 0.16063 | 0.85024 | Residential_2038_SC D_MW_After Competition Groups_Tankless Water Heater
Residential | Res ¦ Water Heater Temperature Setback | 2038 | SC D | MW | After Competition Groups | 0.84111 | 10452.791 | 0.010453 | 655.7683 | 0.0012826 | 38 | Residential_2038_SC D_MW_After Competition Groups_38 | Water Heater Temperature Setback | 0.1283% | 0.010453 | 0.84111 | Residential_2038_SC D_MW_After Competition Groups_Water Heater Temperature Setback
Residential | Res ¦ Demand Control Ventilation | 2038 | SC D | MW | After Competition Groups | 0.80578 | 0 | 0 | 655.7683 | 0.0012288 | 39 | Residential_2038_SC D_MW_After Competition Groups_39 | Demand Control Ventilation | 0.1229% | 0 | 0.80578 | Residential_2038_SC D_MW_After Competition Groups_Demand Control Ventilation
Residential | Res ¦ Clothes Drying Racks | 2038 | SC D | MW | After Competition Groups | 0.67478 | 0 | 0 | 655.7683 | 0.001029 | 40 | Residential_2038_SC D_MW_After Competition Groups_40 | Clothes Drying Racks | 0.1029% | 0 | 0.67478 | Residential_2038_SC D_MW_After Competition Groups_Clothes Drying Racks
Residential | Res ¦ Condensing Make Up Air Unit | 2038 | SC D | MW | After Competition Groups | 0.51747 | 101324.9407 | 0.10132 | 655.7683 | 0.00078911 | 41 | Residential_2038_SC D_MW_After Competition Groups_41 | Condensing Make Up Air Unit | 0.07891% | 0.10132 | 0.51747 | Residential_2038_SC D_MW_After Competition Groups_Condensing Make Up Air Unit
Residential | Res ¦ Duct Insulation | 2038 | SC D | MW | After Competition Groups | 0.46578 | 31932.4367 | 0.031932 | 655.7683 | 0.00071029 | 42 | Residential_2038_SC D_MW_After Competition Groups_42 | Duct Insulation | 0.07103% | 0.031932 | 0.46578 | Residential_2038_SC D_MW_After Competition Groups_Duct Insulation
Residential | Res ¦ ENERGY STAR LED Lamps (General Service Lamps) | 2038 | SC D | MW | After Competition Groups | 0.46463 | 3868.5802 | 0.0038686 | 655.7683 | 0.00070852 | 43 | Residential_2038_SC D_MW_After Competition Groups_43 | ENERGY STAR LED Lamps (General Service Lamps) | 0.07085% | 0.0038686 | 0.46463 | Residential_2038_SC D_MW_After Competition Groups_ENERGY STAR LED Lamps (General Service Lamps)
Residential | Res ¦ LED Exterior Area Lights - LED Fixture (200W) | 2038 | SC D | MW | After Competition Groups | 0.4211 | 0 | 0 | 655.7683 | 0.00064214 | 44 | Residential_2038_SC D_MW_After Competition Groups_44 | LED Exterior Area Lights - LED Fixture (200W) | 0.06421% | 0 | 0.4211 | Residential_2038_SC D_MW_After Competition Groups_LED Exterior Area Lights - LED Fixture (200W)
Residential | Res ¦ VFD on Pumps | 2038 | SC D | MW | After Competition Groups | 0.33325 | 28960.0493 | 0.02896 | 655.7683 | 0.00050818 | 45 | Residential_2038_SC D_MW_After Competition Groups_45 | VFD on Pumps | 0.05082% | 0.02896 | 0.33325 | Residential_2038_SC D_MW_After Competition Groups_VFD on Pumps
Residential | Res ¦ Heat Recovery Ventilator | 2038 | SC D | MW | After Competition Groups | 0.32913 | 0 | 0 | 655.7683 | 0.00050191 | 46 | Residential_2038_SC D_MW_After Competition Groups_46 | Heat Recovery Ventilator | 0.05019% | 0 | 0.32913 | Residential_2038_SC D_MW_After Competition Groups_Heat Recovery Ventilator
Residential | Res ¦ Duct Insulation MF | 2038 | SC D | MW | After Competition Groups | 0.28789 | 36279.5921 | 0.03628 | 655.7683 | 0.00043901 | 47 | Residential_2038_SC D_MW_After Competition Groups_47 | Duct Insulation MF | 0.0439% | 0.03628 | 0.28789 | Residential_2038_SC D_MW_After Competition Groups_Duct Insulation MF
Residential | Res ¦ ECM MOTORS FOR HVAC APPLICATION (FAN-POWERED VAV BOX) | 2038 | SC D | MW | After Competition Groups | 0.21868 | 23405.8855 | 0.023406 | 655.7683 | 0.00033347 | 48 | Residential_2038_SC D_MW_After Competition Groups_48 | ECM MOTORS FOR HVAC APPLICATION (FAN-POWERED VAV BOX) | 0.03335% | 0.023406 | 0.21868 | Residential_2038_SC D_MW_After Competition Groups_ECM MOTORS FOR HVAC APPLICATION (FAN-POWERED VAV BOX)
Residential | Res ¦ Chilled Water Optimization | 2038 | SC D | MW | After Competition Groups | 0.21211 | 200.8966 | 0.0002009 | 655.7683 | 0.00032346 | 49 | Residential_2038_SC D_MW_After Competition Groups_49 | Chilled Water Optimization | 0.03235% | 0.0002009 | 0.21211 | Residential_2038_SC D_MW_After Competition Groups_Chilled Water Optimization
Residential | Res ¦ Beverage Vending Machine Controls | 2038 | SC D | MW | After Competition Groups | 0.15866 | 7459.606 | 0.0074596 | 655.7683 | 0.00024194 | 50 | Residential_2038_SC D_MW_After Competition Groups_50 | Beverage Vending Machine Controls | 0.02419% | 0.0074596 | 0.15866 | Residential_2038_SC D_MW_After Competition Groups_Beverage Vending Machine Controls
Residential | Res ¦ Wall Insulation | 2038 | SC D | MW | After Competition Groups | 0.020189 | 6142.6023 | 0.0061426 | 655.7683 | 3.0787e-05 | 51 | Residential_2038_SC D_MW_After Competition Groups_51 | Wall Insulation | 0.003079% | 0.0061426 | 0.020189 | Residential_2038_SC D_MW_After Competition Groups_Wall Insulation
Residential | Res ¦ LED High Bay Fixture | 2038 | SC D | MW | After Competition Groups | 0.013139 | 2946.0192 | 0.002946 | 655.7683 | 2.0036e-05 | 52 | Residential_2038_SC D_MW_After Competition Groups_52 | LED High Bay Fixture | 0.002004% | 0.002946 | 0.013139 | Residential_2038_SC D_MW_After Competition Groups_LED High Bay Fixture
Residential | Res ¦ Wall Insulation MF | 2038 | SC D | MW | After Competition Groups | 0.0038864 | 0 | 0 | 655.7683 | 5.9265e-06 | 53 | Residential_2038_SC D_MW_After Competition Groups_53 | Wall Insulation MF | 0.0005927% | 0 | 0.0038864 | Residential_2038_SC D_MW_After Competition Groups_Wall Insulation MF
Residential | Res ¦ Freezer Recycling | 2038 | SC D | MW | After Competition Groups | 0.00054389 | 0 | 0 | 655.7683 | 8.294e-07 | 54 | Residential_2038_SC D_MW_After Competition Groups_54 | Freezer Recycling | 8.294e-05% | 0 | 0.00054389 | Residential_2038_SC D_MW_After Competition Groups_Freezer Recycling
Residential | Res ¦ Energy Star Central Air Conditioner | 2038 | Technical | MW | After Competition Groups | 253.9595 | 0 | 0 | 2557.9594 | 0.099282 | 1 | Residential_2038_Technical_MW_After Competition Groups_1 | Energy Star Central Air Conditioner | 9.928% | 0 | 253.9595 | Residential_2038_Technical_MW_After Competition Groups_Energy Star Central Air Conditioner
Residential | Res ¦ Energy Star Ground Source Heat Pump | 2038 | Technical | MW | After Competition Groups | 235.3268 | 0 | 0 | 2557.9594 | 0.091998 | 2 | Residential_2038_Technical_MW_After Competition Groups_2 | Energy Star Ground Source Heat Pump | 9.2% | 0 | 235.3268 | Residential_2038_Technical_MW_After Competition Groups_Energy Star Ground Source Heat Pump
Residential | Res ¦ Ductless Mini-Split Heat Pump | 2038 | Technical | MW | After Competition Groups | 234.2273 | 0 | 0 | 2557.9594 | 0.091568 | 3 | Residential_2038_Technical_MW_After Competition Groups_3 | Ductless Mini-Split Heat Pump | 9.157% | 0 | 234.2273 | Residential_2038_Technical_MW_After Competition Groups_Ductless Mini-Split Heat Pump
Residential | Res ¦ Ductless Mini-Split Air Conditioner | 2038 | Technical | MW | After Competition Groups | 215.0536 | 0 | 0 | 2557.9594 | 0.084072 | 4 | Residential_2038_Technical_MW_After Competition Groups_4 | Ductless Mini-Split Air Conditioner | 8.407% | 0 | 215.0536 | Residential_2038_Technical_MW_After Competition Groups_Ductless Mini-Split Air Conditioner
Residential | Res ¦ Adaptive Thermostat | 2038 | Technical | MW | After Competition Groups | 203.8009 | 0 | 0 | 2557.9594 | 0.079673 | 5 | Residential_2038_Technical_MW_After Competition Groups_5 | Adaptive Thermostat | 7.967% | 0 | 203.8009 | Residential_2038_Technical_MW_After Competition Groups_Adaptive Thermostat
Residential | Res ¦ Smart Burners | 2038 | Technical | MW | After Competition Groups | 158.2733 | 0 | 0 | 2557.9594 | 0.061875 | 6 | Residential_2038_Technical_MW_After Competition Groups_6 | Smart Burners | 6.187% | 0 | 158.2733 | Residential_2038_Technical_MW_After Competition Groups_Smart Burners
Residential | Res ¦ Energy Star Refrigerator | 2038 | Technical | MW | After Competition Groups | 128.2287 | 0 | 0 | 2557.9594 | 0.050129 | 7 | Residential_2038_Technical_MW_After Competition Groups_7 | Energy Star Refrigerator | 5.013% | 0 | 128.2287 | Residential_2038_Technical_MW_After Competition Groups_Energy Star Refrigerator
Residential | Res ¦ Heat Pump Clothes Dryer | 2038 | Technical | MW | After Competition Groups | 112.5199 | 0 | 0 | 2557.9594 | 0.043988 | 8 | Residential_2038_Technical_MW_After Competition Groups_8 | Heat Pump Clothes Dryer | 4.399% | 0 | 112.5199 | Residential_2038_Technical_MW_After Competition Groups_Heat Pump Clothes Dryer
Residential | Res ¦ Energy Star Clothes Washer | 2038 | Technical | MW | After Competition Groups | 103.4396 | 0 | 0 | 2557.9594 | 0.040438 | 9 | Residential_2038_Technical_MW_After Competition Groups_9 | Energy Star Clothes Washer | 4.044% | 0 | 103.4396 | Residential_2038_Technical_MW_After Competition Groups_Energy Star Clothes Washer
Residential | Res ¦ Building Recommissioning, Operations and Maintenance (O&M) Improvements | 2038 | Technical | MW | After Competition Groups | 71.6799 | 0 | 0 | 2557.9594 | 0.028022 | 10 | Residential_2038_Technical_MW_After Competition Groups_10 | Building Recommissioning, Operations and Maintenance (O&M) Improvements | 2.802% | 0 | 71.6799 | Residential_2038_Technical_MW_After Competition Groups_Building Recommissioning, Operations and Maintenance (O&M) Improvements
Residential | Res ¦ Basement Wall Insulation | 2038 | Technical | MW | After Competition Groups | 66.1145 | 0 | 0 | 2557.9594 | 0.025847 | 11 | Residential_2038_Technical_MW_After Competition Groups_11 | Basement Wall Insulation | 2.585% | 0 | 66.1145 | Residential_2038_Technical_MW_After Competition Groups_Basement Wall Insulation
Residential | Res ¦ Energy Star LED Bulbs General Purpose LEDs | 2038 | Technical | MW | After Competition Groups | 61.4876 | 0 | 0 | 2557.9594 | 0.024038 | 12 | Residential_2038_Technical_MW_After Competition Groups_12 | Energy Star LED Bulbs General Purpose LEDs | 2.404% | 0 | 61.4876 | Residential_2038_Technical_MW_After Competition Groups_Energy Star LED Bulbs General Purpose LEDs
Residential | Res ¦ Basement or Crawlspace Insulation | 2038 | Technical | MW | After Competition Groups | 54.9033 | 0 | 0 | 2557.9594 | 0.021464 | 13 | Residential_2038_Technical_MW_After Competition Groups_13 | Basement or Crawlspace Insulation | 2.146% | 0 | 54.9033 | Residential_2038_Technical_MW_After Competition Groups_Basement or Crawlspace Insulation
Residential | Res ¦ Energy Star A Line, PAR, MR Lamps | 2038 | Technical | MW | After Competition Groups | 53.6527 | 0 | 0 | 2557.9594 | 0.020975 | 14 | Residential_2038_Technical_MW_After Competition Groups_14 | Energy Star A Line, PAR, MR Lamps | 2.097% | 0 | 53.6527 | Residential_2038_Technical_MW_After Competition Groups_Energy Star A Line, PAR, MR Lamps
Residential | Res ¦ Smart Power Bar | 2038 | Technical | MW | After Competition Groups | 53.1538 | 0 | 0 | 2557.9594 | 0.02078 | 15 | Residential_2038_Technical_MW_After Competition Groups_15 | Smart Power Bar | 2.078% | 0 | 53.1538 | Residential_2038_Technical_MW_After Competition Groups_Smart Power Bar
Residential | Res ¦ Variable Speed Pool Pump Motor | 2038 | Technical | MW | After Competition Groups | 51.2003 | 0 | 0 | 2557.9594 | 0.020016 | 16 | Residential_2038_Technical_MW_After Competition Groups_16 | Variable Speed Pool Pump Motor | 2.002% | 0 | 51.2003 | Residential_2038_Technical_MW_After Competition Groups_Variable Speed Pool Pump Motor
Residential | Res ¦ Attic Insulation | 2038 | Technical | MW | After Competition Groups | 51.0031 | 0 | 0 | 2557.9594 | 0.019939 | 17 | Residential_2038_Technical_MW_After Competition Groups_17 | Attic Insulation | 1.994% | 0 | 51.0031 | Residential_2038_Technical_MW_After Competition Groups_Attic Insulation
Residential | Res ¦ Lighting Motion Sensors, Timers, Dimmers | 2038 | Technical | MW | After Competition Groups | 41.1283 | 0 | 0 | 2557.9594 | 0.016079 | 18 | Residential_2038_Technical_MW_After Competition Groups_18 | Lighting Motion Sensors, Timers, Dimmers | 1.608% | 0 | 41.1283 | Residential_2038_Technical_MW_After Competition Groups_Lighting Motion Sensors, Timers, Dimmers
Residential | Res ¦ Wall Insulation | 2038 | Technical | MW | After Competition Groups | 39.849 | 0 | 0 | 2557.9594 | 0.015578 | 19 | Residential_2038_Technical_MW_After Competition Groups_19 | Wall Insulation | 1.558% | 0 | 39.849 | Residential_2038_Technical_MW_After Competition Groups_Wall Insulation
Residential | Res ¦ Variable Refrigerant Flow Heat Pump | 2038 | Technical | MW | After Competition Groups | 34.6446 | 0 | 0 | 2557.9594 | 0.013544 | 20 | Residential_2038_Technical_MW_After Competition Groups_20 | Variable Refrigerant Flow Heat Pump | 1.354% | 0 | 34.6446 | Residential_2038_Technical_MW_After Competition Groups_Variable Refrigerant Flow Heat Pump
Residential | Res ¦ Home Energy Reports | 2038 | Technical | MW | After Competition Groups | 31.7136 | 0 | 0 | 2557.9594 | 0.012398 | 21 | Residential_2038_Technical_MW_After Competition Groups_21 | Home Energy Reports | 1.24% | 0 | 31.7136 | Residential_2038_Technical_MW_After Competition Groups_Home Energy Reports
Residential | Res ¦ Energy Star Light Fixture | 2038 | Technical | MW | After Competition Groups | 20.9403 | 0 | 0 | 2557.9594 | 0.0081863 | 22 | Residential_2038_Technical_MW_After Competition Groups_22 | Energy Star Light Fixture | 0.8186% | 0 | 20.9403 | Residential_2038_Technical_MW_After Competition Groups_Energy Star Light Fixture
Residential | Res ¦ Ceiling Insulation | 2038 | Technical | MW | After Competition Groups | 19.9752 | 0 | 0 | 2557.9594 | 0.007809 | 23 | Residential_2038_Technical_MW_After Competition Groups_23 | Ceiling Insulation | 0.7809% | 0 | 19.9752 | Residential_2038_Technical_MW_After Competition Groups_Ceiling Insulation
Residential | Res ¦ Energy Star Torchiere | 2038 | Technical | MW | After Competition Groups | 17.0448 | 0 | 0 | 2557.9594 | 0.0066634 | 24 | Residential_2038_Technical_MW_After Competition Groups_24 | Energy Star Torchiere | 0.6663% | 0 | 17.0448 | Residential_2038_Technical_MW_After Competition Groups_Energy Star Torchiere
Residential | Res ¦ Duct Insulation | 2038 | Technical | MW | After Competition Groups | 16.4212 | 0 | 0 | 2557.9594 | 0.0064196 | 25 | Residential_2038_Technical_MW_After Competition Groups_25 | Duct Insulation | 0.642% | 0 | 16.4212 | Residential_2038_Technical_MW_After Competition Groups_Duct Insulation
Residential | Res ¦ Air Sealing | 2038 | Technical | MW | After Competition Groups | 14.0633 | 0 | 0 | 2557.9594 | 0.0054979 | 26 | Residential_2038_Technical_MW_After Competition Groups_26 | Air Sealing | 0.5498% | 0 | 14.0633 | Residential_2038_Technical_MW_After Competition Groups_Air Sealing
Residential | Res ¦ High Efficiency Chiller (avg of water and air cooled) | 2038 | Technical | MW | After Competition Groups | 13.3863 | 0 | 0 | 2557.9594 | 0.0052332 | 27 | Residential_2038_Technical_MW_After Competition Groups_27 | High Efficiency Chiller (avg of water and air cooled) | 0.5233% | 0 | 13.3863 | Residential_2038_Technical_MW_After Competition Groups_High Efficiency Chiller (avg of water and air cooled)
Residential | Res ¦ Central Air Conditioner Maintenance | 2038 | Technical | MW | After Competition Groups | 13.3672 | 0 | 0 | 2557.9594 | 0.0052257 | 28 | Residential_2038_Technical_MW_After Competition Groups_28 | Central Air Conditioner Maintenance | 0.5226% | 0 | 13.3672 | Residential_2038_Technical_MW_After Competition Groups_Central Air Conditioner Maintenance
Residential | Res ¦ Floor Insulation | 2038 | Technical | MW | After Competition Groups | 13.3672 | 0 | 0 | 2557.9594 | 0.0052257 | 29 | Residential_2038_Technical_MW_After Competition Groups_29 | Floor Insulation | 0.5226% | 0 | 13.3672 | Residential_2038_Technical_MW_After Competition Groups_Floor Insulation
Residential | Res ¦ Dehumidifier Recycling | 2038 | Technical | MW | After Competition Groups | 12.33 | 0 | 0 | 2557.9594 | 0.0048202 | 30 | Residential_2038_Technical_MW_After Competition Groups_30 | Dehumidifier Recycling | 0.482% | 0 | 12.33 | Residential_2038_Technical_MW_After Competition Groups_Dehumidifier Recycling
Residential | Res ¦ Energy Star Freezer | 2038 | Technical | MW | After Competition Groups | 12.254 | 0 | 0 | 2557.9594 | 0.0047905 | 31 | Residential_2038_Technical_MW_After Competition Groups_31 | Energy Star Freezer | 0.4791% | 0 | 12.254 | Residential_2038_Technical_MW_After Competition Groups_Energy Star Freezer
Residential | Res ¦ Advanced BAS/Controllers | 2038 | Technical | MW | After Competition Groups | 10.4912 | 0 | 0 | 2557.9594 | 0.0041014 | 32 | Residential_2038_Technical_MW_After Competition Groups_32 | Advanced BAS/Controllers | 0.4101% | 0 | 10.4912 | Residential_2038_Technical_MW_After Competition Groups_Advanced BAS/Controllers
Residential | Res ¦ Clothes Drying Racks | 2038 | Technical | MW | After Competition Groups | 9.7085 | 0 | 0 | 2557.9594 | 0.0037954 | 33 | Residential_2038_Technical_MW_After Competition Groups_33 | Clothes Drying Racks | 0.3795% | 0 | 9.7085 | Residential_2038_Technical_MW_After Competition Groups_Clothes Drying Racks
Residential | Res ¦ Refrigerator Recycling | 2038 | Technical | MW | After Competition Groups | 8.2273 | 0 | 0 | 2557.9594 | 0.0032164 | 34 | Residential_2038_Technical_MW_After Competition Groups_34 | Refrigerator Recycling | 0.3216% | 0 | 8.2273 | Residential_2038_Technical_MW_After Competition Groups_Refrigerator Recycling
Residential | Res ¦ Freezer Recycling | 2038 | Technical | MW | After Competition Groups | 7.6644 | 0 | 0 | 2557.9594 | 0.0029963 | 35 | Residential_2038_Technical_MW_After Competition Groups_35 | Freezer Recycling | 0.2996% | 0 | 7.6644 | Residential_2038_Technical_MW_After Competition Groups_Freezer Recycling
Residential | Res ¦ Energy Star Dehumidifier | 2038 | Technical | MW | After Competition Groups | 7.2446 | 0 | 0 | 2557.9594 | 0.0028322 | 36 | Residential_2038_Technical_MW_After Competition Groups_36 | Energy Star Dehumidifier | 0.2832% | 0 | 7.2446 | Residential_2038_Technical_MW_After Competition Groups_Energy Star Dehumidifier
Residential | Res ¦ Duct Insulation MF | 2038 | Technical | MW | After Competition Groups | 7.2443 | 0 | 0 | 2557.9594 | 0.0028321 | 37 | Residential_2038_Technical_MW_After Competition Groups_37 | Duct Insulation MF | 0.2832% | 0 | 7.2443 | Residential_2038_Technical_MW_After Competition Groups_Duct Insulation MF
Residential | Res ¦ Heat Pump Water Heater | 2038 | Technical | MW | After Competition Groups | 6.6807 | 0 | 0 | 2557.9594 | 0.0026117 | 38 | Residential_2038_Technical_MW_After Competition Groups_38 | Heat Pump Water Heater | 0.2612% | 0 | 6.6807 | Residential_2038_Technical_MW_After Competition Groups_Heat Pump Water Heater
Residential | Res ¦ Occupancy Sensors MF | 2038 | Technical | MW | After Competition Groups | 6.6012 | 0 | 0 | 2557.9594 | 0.0025806 | 39 | Residential_2038_Technical_MW_After Competition Groups_39 | Occupancy Sensors MF | 0.2581% | 0 | 6.6012 | Residential_2038_Technical_MW_After Competition Groups_Occupancy Sensors MF
Residential | Res ¦ Heat Recovery Ventilator | 2038 | Technical | MW | After Competition Groups | 6.4909 | 0 | 0 | 2557.9594 | 0.0025375 | 40 | Residential_2038_Technical_MW_After Competition Groups_40 | Heat Recovery Ventilator | 0.2538% | 0 | 6.4909 | Residential_2038_Technical_MW_After Competition Groups_Heat Recovery Ventilator
Residential | Res ¦ Energy Star Windows | 2038 | Technical | MW | After Competition Groups | 5.6891 | 0 | 0 | 2557.9594 | 0.0022241 | 41 | Residential_2038_Technical_MW_After Competition Groups_41 | Energy Star Windows | 0.2224% | 0 | 5.6891 | Residential_2038_Technical_MW_After Competition Groups_Energy Star Windows
Residential | Res ¦ Central Lighting Control System | 2038 | Technical | MW | After Competition Groups | 5.597 | 0 | 0 | 2557.9594 | 0.0021881 | 42 | Residential_2038_Technical_MW_After Competition Groups_42 | Central Lighting Control System | 0.2188% | 0 | 5.597 | Residential_2038_Technical_MW_After Competition Groups_Central Lighting Control System
Residential | Res ¦ Furnace with ECM | 2038 | Technical | MW | After Competition Groups | 5.3875 | 0 | 0 | 2557.9594 | 0.0021062 | 43 | Residential_2038_Technical_MW_After Competition Groups_43 | Furnace with ECM | 0.2106% | 0 | 5.3875 | Residential_2038_Technical_MW_After Competition Groups_Furnace with ECM
Residential | Res ¦ Energy Star Ceiling Fan/Lighting | 2038 | Technical | MW | After Competition Groups | 5.2187 | 0 | 0 | 2557.9594 | 0.0020402 | 44 | Residential_2038_Technical_MW_After Competition Groups_44 | Energy Star Ceiling Fan/Lighting | 0.204% | 0 | 5.2187 | Residential_2038_Technical_MW_After Competition Groups_Energy Star Ceiling Fan/Lighting
Residential | Res ¦ LED Downlight | 2038 | Technical | MW | After Competition Groups | 4.6854 | 0 | 0 | 2557.9594 | 0.0018317 | 45 | Residential_2038_Technical_MW_After Competition Groups_45 | LED Downlight | 0.1832% | 0 | 4.6854 | Residential_2038_Technical_MW_After Competition Groups_LED Downlight
Residential | Res ¦ LED Tube Re-Lamp | 2038 | Technical | MW | After Competition Groups | 4.2978 | 0 | 0 | 2557.9594 | 0.0016802 | 46 | Residential_2038_Technical_MW_After Competition Groups_46 | LED Tube Re-Lamp | 0.168% | 0 | 4.2978 | Residential_2038_Technical_MW_After Competition Groups_LED Tube Re-Lamp
Residential | Res ¦ Minimize Hot and Warm Clothes Wash | 2038 | Technical | MW | After Competition Groups | 4.0666 | 0 | 0 | 2557.9594 | 0.0015898 | 47 | Residential_2038_Technical_MW_After Competition Groups_47 | Minimize Hot and Warm Clothes Wash | 0.159% | 0 | 4.0666 | Residential_2038_Technical_MW_After Competition Groups_Minimize Hot and Warm Clothes Wash
Residential | Res ¦ INTEGRAL LED TROFFERS | 2038 | Technical | MW | After Competition Groups | 3.6117 | 0 | 0 | 2557.9594 | 0.0014119 | 48 | Residential_2038_Technical_MW_After Competition Groups_48 | INTEGRAL LED TROFFERS | 0.1412% | 0 | 3.6117 | Residential_2038_Technical_MW_After Competition Groups_INTEGRAL LED TROFFERS
Residential | Res ¦ Outside Air Economizer | 2038 | Technical | MW | After Competition Groups | 3.4944 | 0 | 0 | 2557.9594 | 0.0013661 | 49 | Residential_2038_Technical_MW_After Competition Groups_49 | Outside Air Economizer | 0.1366% | 0 | 3.4944 | Residential_2038_Technical_MW_After Competition Groups_Outside Air Economizer
Residential | Res ¦ Passive Attic Ventilation | 2038 | Technical | MW | After Competition Groups | 3.4785 | 0 | 0 | 2557.9594 | 0.0013599 | 50 | Residential_2038_Technical_MW_After Competition Groups_50 | Passive Attic Ventilation | 0.136% | 0 | 3.4785 | Residential_2038_Technical_MW_After Competition Groups_Passive Attic Ventilation
Residential | Res ¦ Energy Star Dishwasher | 2038 | Technical | MW | After Competition Groups | 3.38 | 0 | 0 | 2557.9594 | 0.0013213 | 51 | Residential_2038_Technical_MW_After Competition Groups_51 | Energy Star Dishwasher | 0.1321% | 0 | 3.38 | Residential_2038_Technical_MW_After Competition Groups_Energy Star Dishwasher
Residential | Res ¦ Early Hot Water Heater Replacement | 2038 | Technical | MW | After Competition Groups | 2.6391 | 0 | 0 | 2557.9594 | 0.0010317 | 52 | Residential_2038_Technical_MW_After Competition Groups_52 | Early Hot Water Heater Replacement | 0.1032% | 0 | 2.6391 | Residential_2038_Technical_MW_After Competition Groups_Early Hot Water Heater Replacement
Residential | Res ¦ Condensing Make Up Air Unit | 2038 | Technical | MW | After Competition Groups | 2.3818 | 0 | 0 | 2557.9594 | 0.00093114 | 53 | Residential_2038_Technical_MW_After Competition Groups_53 | Condensing Make Up Air Unit | 0.09311% | 0 | 2.3818 | Residential_2038_Technical_MW_After Competition Groups_Condensing Make Up Air Unit
Residential | Res ¦ Air Source Heat Pump Maintenance | 2038 | Technical | MW | After Competition Groups | 2.3382 | 0 | 0 | 2557.9594 | 0.00091409 | 54 | Residential_2038_Technical_MW_After Competition Groups_54 | Air Source Heat Pump Maintenance | 0.09141% | 0 | 2.3382 | Residential_2038_Technical_MW_After Competition Groups_Air Source Heat Pump Maintenance
Residential | Res ¦ CO Sensors for parking garage exhaust fans | 2038 | Technical | MW | After Competition Groups | 2.2047 | 0 | 0 | 2557.9594 | 0.0008619 | 55 | Residential_2038_Technical_MW_After Competition Groups_55 | CO Sensors for parking garage exhaust fans | 0.08619% | 0 | 2.2047 | Residential_2038_Technical_MW_After Competition Groups_CO Sensors for parking garage exhaust fans
Residential | Res ¦ Solar Powered Attic Fan | 2038 | Technical | MW | After Competition Groups | 2.0432 | 0 | 0 | 2557.9594 | 0.00079878 | 56 | Residential_2038_Technical_MW_After Competition Groups_56 | Solar Powered Attic Fan | 0.07988% | 0 | 2.0432 | Residential_2038_Technical_MW_After Competition Groups_Solar Powered Attic Fan
Residential | Res ¦ ENERGY STAR LED LAMPS (REFLECTOR LAMPs/MR16/PAR 16) | 2038 | Technical | MW | After Competition Groups | 1.884 | 0 | 0 | 2557.9594 | 0.00073653 | 57 | Residential_2038_Technical_MW_After Competition Groups_57 | ENERGY STAR LED LAMPS (REFLECTOR LAMPs/MR16/PAR 16) | 0.07365% | 0 | 1.884 | Residential_2038_Technical_MW_After Competition Groups_ENERGY STAR LED LAMPS (REFLECTOR LAMPs/MR16/PAR 16)
Residential | Res ¦ Demand Control Ventilation | 2038 | Technical | MW | After Competition Groups | 1.8438 | 0 | 0 | 2557.9594 | 0.00072081 | 58 | Residential_2038_Technical_MW_After Competition Groups_58 | Demand Control Ventilation | 0.07208% | 0 | 1.8438 | Residential_2038_Technical_MW_After Competition Groups_Demand Control Ventilation
Residential | Res ¦ Drain Water Heat Recovery | 2038 | Technical | MW | After Competition Groups | 1.7726 | 0 | 0 | 2557.9594 | 0.00069297 | 59 | Residential_2038_Technical_MW_After Competition Groups_59 | Drain Water Heat Recovery | 0.0693% | 0 | 1.7726 | Residential_2038_Technical_MW_After Competition Groups_Drain Water Heat Recovery
Residential | Res ¦ Furnace Whistle | 2038 | Technical | MW | After Competition Groups | 1.7718 | 0 | 0 | 2557.9594 | 0.00069266 | 60 | Residential_2038_Technical_MW_After Competition Groups_60 | Furnace Whistle | 0.06927% | 0 | 1.7718 | Residential_2038_Technical_MW_After Competition Groups_Furnace Whistle
Residential | Res ¦ Window Film | 2038 | Technical | MW | After Competition Groups | 1.6304 | 0 | 0 | 2557.9594 | 0.00063739 | 61 | Residential_2038_Technical_MW_After Competition Groups_61 | Window Film | 0.06374% | 0 | 1.6304 | Residential_2038_Technical_MW_After Competition Groups_Window Film
Residential | Res ¦ Comprehensive Draft Proofing | 2038 | Technical | MW | After Competition Groups | 1.5056 | 0 | 0 | 2557.9594 | 0.00058859 | 62 | Residential_2038_Technical_MW_After Competition Groups_62 | Comprehensive Draft Proofing | 0.05886% | 0 | 1.5056 | Residential_2038_Technical_MW_After Competition Groups_Comprehensive Draft Proofing
Residential | Res ¦ Variable Frequency Drive (VFD) | 2038 | Technical | MW | After Competition Groups | 1.4603 | 0 | 0 | 2557.9594 | 0.00057089 | 63 | Residential_2038_Technical_MW_After Competition Groups_63 | Variable Frequency Drive (VFD) | 0.05709% | 0 | 1.4603 | Residential_2038_Technical_MW_After Competition Groups_Variable Frequency Drive (VFD)
Residential | Res ¦ DHW Recirculation Systems | 2038 | Technical | MW | After Competition Groups | 1.1465 | 0 | 0 | 2557.9594 | 0.00044822 | 64 | Residential_2038_Technical_MW_After Competition Groups_64 | DHW Recirculation Systems | 0.04482% | 0 | 1.1465 | Residential_2038_Technical_MW_After Competition Groups_DHW Recirculation Systems
Residential | Res ¦ HVAC Optimization | 2038 | Technical | MW | After Competition Groups | 0.94522 | 0 | 0 | 2557.9594 | 0.00036952 | 65 | Residential_2038_Technical_MW_After Competition Groups_65 | HVAC Optimization | 0.03695% | 0 | 0.94522 | Residential_2038_Technical_MW_After Competition Groups_HVAC Optimization
Residential | Res ¦ Water Heater Temperature Setback | 2038 | Technical | MW | After Competition Groups | 0.92357 | 0 | 0 | 2557.9594 | 0.00036106 | 66 | Residential_2038_Technical_MW_After Competition Groups_66 | Water Heater Temperature Setback | 0.03611% | 0 | 0.92357 | Residential_2038_Technical_MW_After Competition Groups_Water Heater Temperature Setback
Residential | Res ¦ LED Parking Lot Fixture | 2038 | Technical | MW | After Competition Groups | 0.86883 | 0 | 0 | 2557.9594 | 0.00033966 | 67 | Residential_2038_Technical_MW_After Competition Groups_67 | LED Parking Lot Fixture | 0.03397% | 0 | 0.86883 | Residential_2038_Technical_MW_After Competition Groups_LED Parking Lot Fixture
Residential | Res ¦ VFD on Pumps | 2038 | Technical | MW | After Competition Groups | 0.44906 | 0 | 0 | 2557.9594 | 0.00017555 | 68 | Residential_2038_Technical_MW_After Competition Groups_68 | VFD on Pumps | 0.01756% | 0 | 0.44906 | Residential_2038_Technical_MW_After Competition Groups_VFD on Pumps
Residential | Res ¦ ENERGY STAR LED Lamps (General Service Lamps) | 2038 | Technical | MW | After Competition Groups | 0.44449 | 0 | 0 | 2557.9594 | 0.00017377 | 69 | Residential_2038_Technical_MW_After Competition Groups_69 | ENERGY STAR LED Lamps (General Service Lamps) | 0.01738% | 0 | 0.44449 | Residential_2038_Technical_MW_After Competition Groups_ENERGY STAR LED Lamps (General Service Lamps)
Residential | Res ¦ LED Exterior Area Lights - LED Fixture (200W) | 2038 | Technical | MW | After Competition Groups | 0.40937 | 0 | 0 | 2557.9594 | 0.00016004 | 70 | Residential_2038_Technical_MW_After Competition Groups_70 | LED Exterior Area Lights - LED Fixture (200W) | 0.016% | 0 | 0.40937 | Residential_2038_Technical_MW_After Competition Groups_LED Exterior Area Lights - LED Fixture (200W)
Residential | Res ¦ ECM MOTORS FOR HVAC APPLICATION (FAN-POWERED VAV BOX) | 2038 | Technical | MW | After Competition Groups | 0.36601 | 0 | 0 | 2557.9594 | 0.00014309 | 71 | Residential_2038_Technical_MW_After Competition Groups_71 | ECM MOTORS FOR HVAC APPLICATION (FAN-POWERED VAV BOX) | 0.01431% | 0 | 0.36601 | Residential_2038_Technical_MW_After Competition Groups_ECM MOTORS FOR HVAC APPLICATION (FAN-POWERED VAV BOX)
Residential | Res ¦ Tankless Water Heater | 2038 | Technical | MW | After Competition Groups | 0.36279 | 0 | 0 | 2557.9594 | 0.00014183 | 72 | Residential_2038_Technical_MW_After Competition Groups_72 | Tankless Water Heater | 0.01418% | 0 | 0.36279 | Residential_2038_Technical_MW_After Competition Groups_Tankless Water Heater
Residential | Res ¦ Chilled Water Optimization | 2038 | Technical | MW | After Competition Groups | 0.33112 | 0 | 0 | 2557.9594 | 0.00012945 | 73 | Residential_2038_Technical_MW_After Competition Groups_73 | Chilled Water Optimization | 0.01294% | 0 | 0.33112 | Residential_2038_Technical_MW_After Competition Groups_Chilled Water Optimization
Residential | Res ¦ Beverage Vending Machine Controls | 2038 | Technical | MW | After Competition Groups | 0.2612 | 0 | 0 | 2557.9594 | 0.00010211 | 74 | Residential_2038_Technical_MW_After Competition Groups_74 | Beverage Vending Machine Controls | 0.01021% | 0 | 0.2612 | Residential_2038_Technical_MW_After Competition Groups_Beverage Vending Machine Controls
Residential | Res ¦ Wall Insulation MF | 2038 | Technical | MW | After Competition Groups | 0.1455 | 0 | 0 | 2557.9594 | 5.688e-05 | 75 | Residential_2038_Technical_MW_After Competition Groups_75 | Wall Insulation MF | 0.005688% | 0 | 0.1455 | Residential_2038_Technical_MW_After Competition Groups_Wall Insulation MF
Residential | Res ¦ LED Recessed Downlights | 2038 | Technical | MW | After Competition Groups | 0.019495 | 0 | 0 | 2557.9594 | 7.6212e-06 | 76 | Residential_2038_Technical_MW_After Competition Groups_76 | LED Recessed Downlights | 0.0007621% | 0 | 0.019495 | Residential_2038_Technical_MW_After Competition Groups_LED Recessed Downlights
Residential | Res ¦ LED High Bay Fixture | 2038 | Technical | MW | After Competition Groups | 0.016659 | 0 | 0 | 2557.9594 | 6.5127e-06 | 77 | Residential_2038_Technical_MW_After Competition Groups_77 | LED High Bay Fixture | 0.0006513% | 0 | 0.016659 | Residential_2038_Technical_MW_After Competition Groups_LED High Bay Fixture
Residential | Res ¦ Solar Water Preheat (Pools/DHW) | 2038 | Technical | MW | After Competition Groups | 0.012913 | 0 | 0 | 2557.9594 | 5.0482e-06 | 78 | Residential_2038_Technical_MW_After Competition Groups_78 | Solar Water Preheat (Pools/DHW) | 0.0005048% | 0 | 0.012913 | Residential_2038_Technical_MW_After Competition Groups_Solar Water Preheat (Pools/DHW)
Residential | Res ¦ Radiant Barrier | 2038 | Technical | MW | After Competition Groups | 0.011232 | 0 | 0 | 2557.9594 | 4.3911e-06 | 79 | Residential_2038_Technical_MW_After Competition Groups_79 | Radiant Barrier | 0.0004391% | 0 | 0.011232 | Residential_2038_Technical_MW_After Competition Groups_Radiant Barrier
Residential | Res ¦ Photocell Controls (Outdoor) | 2038 | Technical | MW | After Competition Groups | 3.9051e-05 | 0 | 0 | 2557.9594 | 1.5267e-08 | 80 | Residential_2038_Technical_MW_After Competition Groups_80 | Photocell Controls (Outdoor) | 1.527e-06% | 0 | 3.9051e-05 | Residential_2038_Technical_MW_After Competition Groups_Photocell Controls (Outdoor)
Commercial | Com ¦ Building Recommissioning, Operations and Maintenance (O&M) Improvements | 2019 | Economic | GWh | Before Competition Groups | 2481.4493 | 0 | 0 | 9461.8939 | 0.26226 | 1 | Commercial_2019_Economic_GWh_Before Competition Groups_1 | Building Recommissioning, Operations and Maintenance (O&M) Improvements | 26.23% | 0 | 2481.4493 | Commercial_2019_Economic_GWh_Before Competition Groups_Building Recommissioning, Operations and Maintenance (O&M) Improvements
Commercial | Com ¦ Education and Capacity Building/Energy Behavior | 2019 | Economic | GWh | Before Competition Groups | 751.674 | 0 | 0 | 9461.8939 | 0.079442 | 2 | Commercial_2019_Economic_GWh_Before Competition Groups_2 | Education and Capacity Building/Energy Behavior | 7.944% | 0 | 751.674 | Commercial_2019_Economic_GWh_Before Competition Groups_Education and Capacity Building/Energy Behavior
Commercial | Com ¦ Furnace Tune-Up | 2019 | Economic | GWh | Before Competition Groups | 699.5783 | 0 | 0 | 9461.8939 | 0.073936 | 3 | Commercial_2019_Economic_GWh_Before Competition Groups_3 | Furnace Tune-Up | 7.394% | 0 | 699.5783 | Commercial_2019_Economic_GWh_Before Competition Groups_Furnace Tune-Up
Commercial | Com ¦ LED Low/High Bay | 2019 | Economic | GWh | Before Competition Groups | 530.7329 | 0 | 0 | 9461.8939 | 0.056092 | 4 | Commercial_2019_Economic_GWh_Before Competition Groups_4 | LED Low/High Bay | 5.609% | 0 | 530.7329 | Commercial_2019_Economic_GWh_Before Competition Groups_LED Low/High Bay
Commercial | Com ¦ ENERGY STAR LED LAMPS (REFLECTOR LAMPs/MR16/PAR 16) | 2019 | Economic | GWh | Before Competition Groups | 436.5081 | 0 | 0 | 9461.8939 | 0.046133 | 5 | Commercial_2019_Economic_GWh_Before Competition Groups_5 | ENERGY STAR LED LAMPS (REFLECTOR LAMPs/MR16/PAR 16) | 4.613% | 0 | 436.5081 | Commercial_2019_Economic_GWh_Before Competition Groups_ENERGY STAR LED LAMPS (REFLECTOR LAMPs/MR16/PAR 16)
Commercial | Com ¦ LED EXTERIOR AREA LIGHTS - LED fixture (200W) | 2019 | Economic | GWh | Before Competition Groups | 366.6254 | 0 | 0 | 9461.8939 | 0.038748 | 6 | Commercial_2019_Economic_GWh_Before Competition Groups_6 | LED EXTERIOR AREA LIGHTS - LED fixture (200W) | 3.875% | 0 | 366.6254 | Commercial_2019_Economic_GWh_Before Competition Groups_LED EXTERIOR AREA LIGHTS - LED fixture (200W)
Commercial | Com ¦ LED parking lot fixture | 2019 | Economic | GWh | Before Competition Groups | 366.0296 | 0 | 0 | 9461.8939 | 0.038685 | 7 | Commercial_2019_Economic_GWh_Before Competition Groups_7 | LED parking lot fixture | 3.868% | 0 | 366.0296 | Commercial_2019_Economic_GWh_Before Competition Groups_LED parking lot fixture
Commercial | Com ¦ Advanced BAS/Controllers | 2019 | Economic | GWh | Before Competition Groups | 308.587 | 0 | 0 | 9461.8939 | 0.032614 | 8 | Commercial_2019_Economic_GWh_Before Competition Groups_8 | Advanced BAS/Controllers | 3.261% | 0 | 308.587 | Commercial_2019_Economic_GWh_Before Competition Groups_Advanced BAS/Controllers
Commercial | Com ¦ LED Troffer/Surface/Suspended | 2019 | Economic | GWh | Before Competition Groups | 307.1952 | 0 | 0 | 9461.8939 | 0.032467 | 9 | Commercial_2019_Economic_GWh_Before Competition Groups_9 | LED Troffer/Surface/Suspended | 3.247% | 0 | 307.1952 | Commercial_2019_Economic_GWh_Before Competition Groups_LED Troffer/Surface/Suspended
Commercial | Com ¦ Variable Frequency Drive (VFD) | 2019 | Economic | GWh | Before Competition Groups | 231.965 | 0 | 0 | 9461.8939 | 0.024516 | 10 | Commercial_2019_Economic_GWh_Before Competition Groups_10 | Variable Frequency Drive (VFD) | 2.452% | 0 | 231.965 | Commercial_2019_Economic_GWh_Before Competition Groups_Variable Frequency Drive (VFD)
Commercial | Com ¦ LLLC - Low Impact Application | 2019 | Economic | GWh | Before Competition Groups | 229.5483 | 0 | 0 | 9461.8939 | 0.02426 | 11 | Commercial_2019_Economic_GWh_Before Competition Groups_11 | LLLC - Low Impact Application | 2.426% | 0 | 229.5483 | Commercial_2019_Economic_GWh_Before Competition Groups_LLLC - Low Impact Application
Commercial | Com ¦ Strip Curtains | 2019 | Economic | GWh | Before Competition Groups | 220.1982 | 0 | 0 | 9461.8939 | 0.023272 | 12 | Commercial_2019_Economic_GWh_Before Competition Groups_12 | Strip Curtains | 2.327% | 0 | 220.1982 | Commercial_2019_Economic_GWh_Before Competition Groups_Strip Curtains
Commercial | Com ¦ LLLC - High Impact Application | 2019 | Economic | GWh | Before Competition Groups | 219.7526 | 0 | 0 | 9461.8939 | 0.023225 | 13 | Commercial_2019_Economic_GWh_Before Competition Groups_13 | LLLC - High Impact Application | 2.323% | 0 | 219.7526 | Commercial_2019_Economic_GWh_Before Competition Groups_LLLC - High Impact Application
Commercial | Com ¦ LED street light fixture | 2019 | Economic | GWh | Before Competition Groups | 219.1184 | 0 | 0 | 9461.8939 | 0.023158 | 14 | Commercial_2019_Economic_GWh_Before Competition Groups_14 | LED street light fixture | 2.316% | 0 | 219.1184 | Commercial_2019_Economic_GWh_Before Competition Groups_LED street light fixture
Commercial | Com ¦ VFD on Pumps | 2019 | Economic | GWh | Before Competition Groups | 217.0425 | 0 | 0 | 9461.8939 | 0.022939 | 15 | Commercial_2019_Economic_GWh_Before Competition Groups_15 | VFD on Pumps | 2.294% | 0 | 217.0425 | Commercial_2019_Economic_GWh_Before Competition Groups_VFD on Pumps
Commercial | Com ¦ Demand Control Ventilation | 2019 | Economic | GWh | Before Competition Groups | 187.0223 | 0 | 0 | 9461.8939 | 0.019766 | 16 | Commercial_2019_Economic_GWh_Before Competition Groups_16 | Demand Control Ventilation | 1.977% | 0 | 187.0223 | Commercial_2019_Economic_GWh_Before Competition Groups_Demand Control Ventilation
Commercial | Com ¦ Air Handler with Dedicated Outdoor Air Systems | 2019 | Economic | GWh | Before Competition Groups | 175.757 | 0 | 0 | 9461.8939 | 0.018575 | 17 | Commercial_2019_Economic_GWh_Before Competition Groups_17 | Air Handler with Dedicated Outdoor Air Systems | 1.858% | 0 | 175.757 | Commercial_2019_Economic_GWh_Before Competition Groups_Air Handler with Dedicated Outdoor Air Systems
Commercial | Com ¦ Adaptive Thermostats | 2019 | Economic | GWh | Before Competition Groups | 129.3341 | 0 | 0 | 9461.8939 | 0.013669 | 18 | Commercial_2019_Economic_GWh_Before Competition Groups_18 | Adaptive Thermostats | 1.367% | 0 | 129.3341 | Commercial_2019_Economic_GWh_Before Competition Groups_Adaptive Thermostats
Commercial | Com ¦ Centrally controlled desktop PC/NETWORK PC POWER MANAGEMENT SOFTWARE | 2019 | Economic | GWh | Before Competition Groups | 117.9856 | 0 | 0 | 9461.8939 | 0.01247 | 19 | Commercial_2019_Economic_GWh_Before Competition Groups_19 | Centrally controlled desktop PC/NETWORK PC POWER MANAGEMENT SOFTWARE | 1.247% | 0 | 117.9856 | Commercial_2019_Economic_GWh_Before Competition Groups_Centrally controlled desktop PC/NETWORK PC POWER MANAGEMENT SOFTWARE
Commercial | Com ¦ ENERGY STAR LED LAMPS (General Service Lamps) | 2019 | Economic | GWh | Before Competition Groups | 117.1422 | 0 | 0 | 9461.8939 | 0.01238 | 20 | Commercial_2019_Economic_GWh_Before Competition Groups_20 | ENERGY STAR LED LAMPS (General Service Lamps) | 1.238% | 0 | 117.1422 | Commercial_2019_Economic_GWh_Before Competition Groups_ENERGY STAR LED LAMPS (General Service Lamps)
Commercial | Com ¦ ECM MOTORS FOR EVAPORATOR FANS for refrigeration (WALK-IN) | 2019 | Economic | GWh | Before Competition Groups | 109.8551 | 0 | 0 | 9461.8939 | 0.01161 | 21 | Commercial_2019_Economic_GWh_Before Competition Groups_21 | ECM MOTORS FOR EVAPORATOR FANS for refrigeration (WALK-IN) | 1.161% | 0 | 109.8551 | Commercial_2019_Economic_GWh_Before Competition Groups_ECM MOTORS FOR EVAPORATOR FANS for refrigeration (WALK-IN)
Commercial | Com ¦ Condensing Unit Heaters or other Efficient Unit Heating System | 2019 | Economic | GWh | Before Competition Groups | 105.3217 | 0 | 0 | 9461.8939 | 0.011131 | 22 | Commercial_2019_Economic_GWh_Before Competition Groups_22 | Condensing Unit Heaters or other Efficient Unit Heating System | 1.113% | 0 | 105.3217 | Commercial_2019_Economic_GWh_Before Competition Groups_Condensing Unit Heaters or other Efficient Unit Heating System
Commercial | Com ¦ LED or Equivalent Sign Lighting | 2019 | Economic | GWh | Before Competition Groups | 99.8456 | 0 | 0 | 9461.8939 | 0.010552 | 23 | Commercial_2019_Economic_GWh_Before Competition Groups_23 | LED or Equivalent Sign Lighting | 1.055% | 0 | 99.8456 | Commercial_2019_Economic_GWh_Before Competition Groups_LED or Equivalent Sign Lighting
Commercial | Com ¦ Freezer Case Light Sensor | 2019 | Economic | GWh | Before Competition Groups | 90.4781 | 0 | 0 | 9461.8939 | 0.0095624 | 24 | Commercial_2019_Economic_GWh_Before Competition Groups_24 | Freezer Case Light Sensor | 0.9562% | 0 | 90.4781 | Commercial_2019_Economic_GWh_Before Competition Groups_Freezer Case Light Sensor
Commercial | Com ¦ Evaporator Fan Controls | 2019 | Economic | GWh | Before Competition Groups | 88.2573 | 0 | 0 | 9461.8939 | 0.0093277 | 25 | Commercial_2019_Economic_GWh_Before Competition Groups_25 | Evaporator Fan Controls | 0.9328% | 0 | 88.2573 | Commercial_2019_Economic_GWh_Before Competition Groups_Evaporator Fan Controls
Commercial | Com ¦ Data Center Storage/Server Virtualization | 2019 | Economic | GWh | Before Competition Groups | 78.0142 | 0 | 0 | 9461.8939 | 0.0082451 | 26 | Commercial_2019_Economic_GWh_Before Competition Groups_26 | Data Center Storage/Server Virtualization | 0.8245% | 0 | 78.0142 | Commercial_2019_Economic_GWh_Before Competition Groups_Data Center Storage/Server Virtualization
Commercial | Com ¦ Occupancy Sensors | 2019 | Economic | GWh | Before Competition Groups | 67.1505 | 0 | 0 | 9461.8939 | 0.0070969 | 27 | Commercial_2019_Economic_GWh_Before Competition Groups_27 | Occupancy Sensors | 0.7097% | 0 | 67.1505 | Commercial_2019_Economic_GWh_Before Competition Groups_Occupancy Sensors
Commercial | Com ¦ LED Replacement Lamp (Tube) | 2019 | Economic | GWh | Before Competition Groups | 64.7755 | 0 | 0 | 9461.8939 | 0.0068459 | 28 | Commercial_2019_Economic_GWh_Before Competition Groups_28 | LED Replacement Lamp (Tube) | 0.6846% | 0 | 64.7755 | Commercial_2019_Economic_GWh_Before Competition Groups_LED Replacement Lamp (Tube)
Commercial | Com ¦ High Efficiency Air Source Heat Pump | 2019 | Economic | GWh | Before Competition Groups | 59.7796 | 0 | 0 | 9461.8939 | 0.0063179 | 29 | Commercial_2019_Economic_GWh_Before Competition Groups_29 | High Efficiency Air Source Heat Pump | 0.6318% | 0 | 59.7796 | Commercial_2019_Economic_GWh_Before Competition Groups_High Efficiency Air Source Heat Pump
Commercial | Com ¦ Demand Control Kitchen Ventilation | 2019 | Economic | GWh | Before Competition Groups | 55.9075 | 0 | 0 | 9461.8939 | 0.0059087 | 30 | Commercial_2019_Economic_GWh_Before Competition Groups_30 | Demand Control Kitchen Ventilation | 0.5909% | 0 | 55.9075 | Commercial_2019_Economic_GWh_Before Competition Groups_Demand Control Kitchen Ventilation
Commercial | Com ¦ Temperature Adjustment in Commercial Freezers | 2019 | Economic | GWh | Before Competition Groups | 33.7491 | 0 | 0 | 9461.8939 | 0.0035668 | 31 | Commercial_2019_Economic_GWh_Before Competition Groups_31 | Temperature Adjustment in Commercial Freezers | 0.3567% | 0 | 33.7491 | Commercial_2019_Economic_GWh_Before Competition Groups_Temperature Adjustment in Commercial Freezers
Commercial | Com ¦ Reach-in Shaded Pole to ECM/PSC Evaporator Fan Motor | 2019 | Economic | GWh | Before Competition Groups | 30.1967 | 0 | 0 | 9461.8939 | 0.0031914 | 32 | Commercial_2019_Economic_GWh_Before Competition Groups_32 | Reach-in Shaded Pole to ECM/PSC Evaporator Fan Motor | 0.3191% | 0 | 30.1967 | Commercial_2019_Economic_GWh_Before Competition Groups_Reach-in Shaded Pole to ECM/PSC Evaporator Fan Motor
Commercial | Com ¦ Elec Storage WH 2.30 Et | 2019 | Economic | GWh | Before Competition Groups | 27.807 | 0 | 0 | 9461.8939 | 0.0029388 | 33 | Commercial_2019_Economic_GWh_Before Competition Groups_33 | Elec Storage WH 2.30 Et | 0.2939% | 0 | 27.807 | Commercial_2019_Economic_GWh_Before Competition Groups_Elec Storage WH 2.30 Et
Commercial | Com ¦ Vertical Night Covers | 2019 | Economic | GWh | Before Competition Groups | 26.1804 | 0 | 0 | 9461.8939 | 0.0027669 | 34 | Commercial_2019_Economic_GWh_Before Competition Groups_34 | Vertical Night Covers | 0.2767% | 0 | 26.1804 | Commercial_2019_Economic_GWh_Before Competition Groups_Vertical Night Covers
Commercial | Com ¦ CO Sensors for parking garage exhaust fans | 2019 | Economic | GWh | Before Competition Groups | 25.9185 | 0 | 0 | 9461.8939 | 0.0027393 | 35 | Commercial_2019_Economic_GWh_Before Competition Groups_35 | CO Sensors for parking garage exhaust fans | 0.2739% | 0 | 25.9185 | Commercial_2019_Economic_GWh_Before Competition Groups_CO Sensors for parking garage exhaust fans
Commercial | Com ¦ BEVERAGE VENDING MACHINE CONTROLS | 2019 | Economic | GWh | Before Competition Groups | 24.1796 | 0 | 0 | 9461.8939 | 0.0025555 | 36 | Commercial_2019_Economic_GWh_Before Competition Groups_36 | BEVERAGE VENDING MACHINE CONTROLS | 0.2555% | 0 | 24.1796 | Commercial_2019_Economic_GWh_Before Competition Groups_BEVERAGE VENDING MACHINE CONTROLS
Commercial | Com ¦ Energy Efficient Laboratory Fume Hood | 2019 | Economic | GWh | Before Competition Groups | 23.7789 | 0 | 0 | 9461.8939 | 0.0025131 | 37 | Commercial_2019_Economic_GWh_Before Competition Groups_37 | Energy Efficient Laboratory Fume Hood | 0.2513% | 0 | 23.7789 | Commercial_2019_Economic_GWh_Before Competition Groups_Energy Efficient Laboratory Fume Hood
Commercial | Com ¦ Duct Insulation, R8 | 2019 | Economic | GWh | Before Competition Groups | 23.3241 | 0 | 0 | 9461.8939 | 0.0024651 | 38 | Commercial_2019_Economic_GWh_Before Competition Groups_38 | Duct Insulation, R8 | 0.2465% | 0 | 23.3241 | Commercial_2019_Economic_GWh_Before Competition Groups_Duct Insulation, R8
Commercial | Com ¦ Water Heating (DHW) Pipe Insulation (Add 3/4\ Foam)" | 2019 | Economic | GWh | Before Competition Groups | 22.5363 | 0 | 0 | 9461.8939 | 0.0023818 | 39 | Commercial_2019_Economic_GWh_Before Competition Groups_39 | Water Heating (DHW) Pipe Insulation (Add 3/4\ Foam)" | 0.2382% | 0 | 22.5363 | Commercial_2019_Economic_GWh_Before Competition Groups_Water Heating (DHW) Pipe Insulation (Add 3/4\ Foam)"
Commercial | Com ¦ Unitary Air-Conditioning Unit | 2019 | Economic | GWh | Before Competition Groups | 17.9656 | 0 | 0 | 9461.8939 | 0.0018987 | 40 | Commercial_2019_Economic_GWh_Before Competition Groups_40 | Unitary Air-Conditioning Unit | 0.1899% | 0 | 17.9656 | Commercial_2019_Economic_GWh_Before Competition Groups_Unitary Air-Conditioning Unit
Commercial | Com ¦ Outside Air Economizer | 2019 | Economic | GWh | Before Competition Groups | 15.332 | 0 | 0 | 9461.8939 | 0.0016204 | 41 | Commercial_2019_Economic_GWh_Before Competition Groups_41 | Outside Air Economizer | 0.162% | 0 | 15.332 | Commercial_2019_Economic_GWh_Before Competition Groups_Outside Air Economizer
Commercial | Com ¦ Suction Pipe Insulation Freezer/Refrigerator | 2019 | Economic | GWh | Before Competition Groups | 14.3079 | 0 | 0 | 9461.8939 | 0.0015122 | 42 | Commercial_2019_Economic_GWh_Before Competition Groups_42 | Suction Pipe Insulation Freezer/Refrigerator | 0.1512% | 0 | 14.3079 | Commercial_2019_Economic_GWh_Before Competition Groups_Suction Pipe Insulation Freezer/Refrigerator
Commercial | Com ¦ ENERGY STAR Dishwasher | 2019 | Economic | GWh | Before Competition Groups | 7.4939 | 0 | 0 | 9461.8939 | 0.000792 | 43 | Commercial_2019_Economic_GWh_Before Competition Groups_43 | ENERGY STAR Dishwasher | 0.0792% | 0 | 7.4939 | Commercial_2019_Economic_GWh_Before Competition Groups_ENERGY STAR Dishwasher
Commercial | Com ¦ Ozone Laundry Treatment | 2019 | Economic | GWh | Before Competition Groups | 5.9383 | 0 | 0 | 9461.8939 | 0.0006276 | 44 | Commercial_2019_Economic_GWh_Before Competition Groups_44 | Ozone Laundry Treatment | 0.06276% | 0 | 5.9383 | Commercial_2019_Economic_GWh_Before Competition Groups_Ozone Laundry Treatment
Commercial | Com ¦ Demand controlled Circulating Systems | 2019 | Economic | GWh | Before Competition Groups | 4.8304 | 0 | 0 | 9461.8939 | 0.00051051 | 45 | Commercial_2019_Economic_GWh_Before Competition Groups_45 | Demand controlled Circulating Systems | 0.05105% | 0 | 4.8304 | Commercial_2019_Economic_GWh_Before Competition Groups_Demand controlled Circulating Systems
Commercial | Com ¦ Refrigerated Display Case LED | 2019 | Economic | GWh | Before Competition Groups | 4.7657 | 0 | 0 | 9461.8939 | 0.00050368 | 46 | Commercial_2019_Economic_GWh_Before Competition Groups_46 | Refrigerated Display Case LED | 0.05037% | 0 | 4.7657 | Commercial_2019_Economic_GWh_Before Competition Groups_Refrigerated Display Case LED
Commercial | Com ¦ ENERGY STAR Griddle (74% eff) | 2019 | Economic | GWh | Before Competition Groups | 4.4615 | 0 | 0 | 9461.8939 | 0.00047152 | 47 | Commercial_2019_Economic_GWh_Before Competition Groups_47 | ENERGY STAR Griddle (74% eff) | 0.04715% | 0 | 4.4615 | Commercial_2019_Economic_GWh_Before Competition Groups_ENERGY STAR Griddle (74% eff)
Commercial | Com ¦ Chilled Water Optimization | 2019 | Economic | GWh | Before Competition Groups | 4.2364 | 0 | 0 | 9461.8939 | 0.00044774 | 48 | Commercial_2019_Economic_GWh_Before Competition Groups_48 | Chilled Water Optimization | 0.04477% | 0 | 4.2364 | Commercial_2019_Economic_GWh_Before Competition Groups_Chilled Water Optimization
Commercial | Com ¦ Water Source Heat Pump (4 ton) | 2019 | Economic | GWh | Before Competition Groups | 3.3129 | 0 | 0 | 9461.8939 | 0.00035013 | 49 | Commercial_2019_Economic_GWh_Before Competition Groups_49 | Water Source Heat Pump (4 ton) | 0.03501% | 0 | 3.3129 | Commercial_2019_Economic_GWh_Before Competition Groups_Water Source Heat Pump (4 ton)
Commercial | Com ¦ ECM MOTORS FOR HVAC APPLICATION (FAN-POWERED VAV BOX) | 2019 | Economic | GWh | Before Competition Groups | 2.3635 | 0 | 0 | 9461.8939 | 0.00024979 | 50 | Commercial_2019_Economic_GWh_Before Competition Groups_50 | ECM MOTORS FOR HVAC APPLICATION (FAN-POWERED VAV BOX) | 0.02498% | 0 | 2.3635 | Commercial_2019_Economic_GWh_Before Competition Groups_ECM MOTORS FOR HVAC APPLICATION (FAN-POWERED VAV BOX)
Commercial | Com ¦ ENERGY STAR Fryer (84% eff) | 2019 | Economic | GWh | Before Competition Groups | 1.545 | 0 | 0 | 9461.8939 | 0.00016329 | 51 | Commercial_2019_Economic_GWh_Before Competition Groups_51 | ENERGY STAR Fryer (84% eff) | 0.01633% | 0 | 1.545 | Commercial_2019_Economic_GWh_Before Competition Groups_ENERGY STAR Fryer (84% eff)
Commercial | Com ¦ Auto Off Time Switch or Time Clock control | 2019 | Economic | GWh | Before Competition Groups | 1.2122 | 0 | 0 | 9461.8939 | 0.00012811 | 52 | Commercial_2019_Economic_GWh_Before Competition Groups_52 | Auto Off Time Switch or Time Clock control | 0.01281% | 0 | 1.2122 | Commercial_2019_Economic_GWh_Before Competition Groups_Auto Off Time Switch or Time Clock control
Commercial | Com ¦ High Efficiency Small Instantaneous Water Heater | 2019 | Economic | GWh | Before Competition Groups | 0.82236 | 0 | 0 | 9461.8939 | 8.6913e-05 | 53 | Commercial_2019_Economic_GWh_Before Competition Groups_53 | High Efficiency Small Instantaneous Water Heater | 0.008691% | 0 | 0.82236 | Commercial_2019_Economic_GWh_Before Competition Groups_High Efficiency Small Instantaneous Water Heater
Commercial | Com ¦ ENERGY STAR Steam Cookers | 2019 | Economic | GWh | Before Competition Groups | 0.7567 | 0 | 0 | 9461.8939 | 7.9974e-05 | 54 | Commercial_2019_Economic_GWh_Before Competition Groups_54 | ENERGY STAR Steam Cookers | 0.007997% | 0 | 0.7567 | Commercial_2019_Economic_GWh_Before Competition Groups_ENERGY STAR Steam Cookers
Commercial | Com ¦ Thermostat Setback | 2019 | Economic | GWh | Before Competition Groups | 0.5337 | 0 | 0 | 9461.8939 | 5.6405e-05 | 55 | Commercial_2019_Economic_GWh_Before Competition Groups_55 | Thermostat Setback | 0.00564% | 0 | 0.5337 | Commercial_2019_Economic_GWh_Before Competition Groups_Thermostat Setback
Commercial | Com ¦ Solar Water Preheat (Pools/DHW) | 2019 | Economic | GWh | Before Competition Groups | 0.33846 | 0 | 0 | 9461.8939 | 3.5771e-05 | 56 | Commercial_2019_Economic_GWh_Before Competition Groups_56 | Solar Water Preheat (Pools/DHW) | 0.003577% | 0 | 0.33846 | Commercial_2019_Economic_GWh_Before Competition Groups_Solar Water Preheat (Pools/DHW)
Commercial | Com ¦ PTAC (12 EER/10,000 BTU) | 2019 | Economic | GWh | Before Competition Groups | 0.29729 | 0 | 0 | 9461.8939 | 3.142e-05 | 57 | Commercial_2019_Economic_GWh_Before Competition Groups_57 | PTAC (12 EER/10,000 BTU) | 0.003142% | 0 | 0.29729 | Commercial_2019_Economic_GWh_Before Competition Groups_PTAC (12 EER/10,000 BTU)
Commercial | Com ¦ CEE Tier 2/Energy Star Clothes Washers | 2019 | Economic | GWh | Before Competition Groups | 0.20576 | 0 | 0 | 9461.8939 | 2.1746e-05 | 58 | Commercial_2019_Economic_GWh_Before Competition Groups_58 | CEE Tier 2/Energy Star Clothes Washers | 0.002175% | 0 | 0.20576 | Commercial_2019_Economic_GWh_Before Competition Groups_CEE Tier 2/Energy Star Clothes Washers
Commercial | Com ¦ Wall Insulation | 2019 | Economic | GWh | Before Competition Groups | 0.20475 | 0 | 0 | 9461.8939 | 2.164e-05 | 59 | Commercial_2019_Economic_GWh_Before Competition Groups_59 | Wall Insulation | 0.002164% | 0 | 0.20475 | Commercial_2019_Economic_GWh_Before Competition Groups_Wall Insulation
Commercial | Com ¦ Low Flow Pre-Rinse Spray Nozzle | 2019 | Economic | GWh | Before Competition Groups | 0.17853 | 0 | 0 | 9461.8939 | 1.8869e-05 | 60 | Commercial_2019_Economic_GWh_Before Competition Groups_60 | Low Flow Pre-Rinse Spray Nozzle | 0.001887% | 0 | 0.17853 | Commercial_2019_Economic_GWh_Before Competition Groups_Low Flow Pre-Rinse Spray Nozzle
Commercial | COM ¦ Ductless Mini-Split Heat Pumps | 2019 | Economic | GWh | Before Competition Groups | 0.13279 | 0 | 0 | 9461.8939 | 1.4034e-05 | 61 | Commercial_2019_Economic_GWh_Before Competition Groups_61 | Ductless Mini-Split Heat Pumps | 0.001403% | 0 | 0.13279 | Commercial_2019_Economic_GWh_Before Competition Groups_Ductless Mini-Split Heat Pumps
Commercial | Com ¦ HVAC Optimization | 2019 | Economic | GWh | Before Competition Groups | 0.11658 | 0 | 0 | 9461.8939 | 1.2321e-05 | 62 | Commercial_2019_Economic_GWh_Before Competition Groups_62 | HVAC Optimization | 0.001232% | 0 | 0.11658 | Commercial_2019_Economic_GWh_Before Competition Groups_HVAC Optimization
Commercial | Com ¦ Energy Recovery Ventilation and Ventilation (Enhanced) | 2019 | Economic | GWh | Before Competition Groups | 0.093481 | 0 | 0 | 9461.8939 | 9.8797e-06 | 63 | Commercial_2019_Economic_GWh_Before Competition Groups_63 | Energy Recovery Ventilation and Ventilation (Enhanced) | 0.000988% | 0 | 0.093481 | Commercial_2019_Economic_GWh_Before Competition Groups_Energy Recovery Ventilation and Ventilation (Enhanced)
Commercial | Com ¦ Commercial Hot Food Holding Cabinets | 2019 | Economic | GWh | Before Competition Groups | 0.068212 | 0 | 0 | 9461.8939 | 7.2091e-06 | 64 | Commercial_2019_Economic_GWh_Before Competition Groups_64 | Commercial Hot Food Holding Cabinets | 0.0007209% | 0 | 0.068212 | Commercial_2019_Economic_GWh_Before Competition Groups_Commercial Hot Food Holding Cabinets
Commercial | Com ¦ Air Curtains | 2019 | Economic | GWh | Before Competition Groups | 0.046718 | 0 | 0 | 9461.8939 | 4.9375e-06 | 65 | Commercial_2019_Economic_GWh_Before Competition Groups_65 | Air Curtains | 0.0004937% | 0 | 0.046718 | Commercial_2019_Economic_GWh_Before Competition Groups_Air Curtains
Commercial | Com ¦ Room AC (w/ louvered sides) 14 SEER from 12 SEER code | 2019 | Economic | GWh | Before Competition Groups | 0.016111 | 0 | 0 | 9461.8939 | 1.7027e-06 | 66 | Commercial_2019_Economic_GWh_Before Competition Groups_66 | Room AC (w/ louvered sides) 14 SEER from 12 SEER code | 0.0001703% | 0 | 0.016111 | Commercial_2019_Economic_GWh_Before Competition Groups_Room AC (w/ louvered sides) 14 SEER from 12 SEER code
Commercial | Com ¦ EC Plug Fan for Data Center (under cabinet) | 2019 | Economic | GWh | Before Competition Groups | 0.0056452 | 0 | 0 | 9461.8939 | 5.9662e-07 | 67 | Commercial_2019_Economic_GWh_Before Competition Groups_67 | EC Plug Fan for Data Center (under cabinet) | 5.966e-05% | 0 | 0.0056452 | Commercial_2019_Economic_GWh_Before Competition Groups_EC Plug Fan for Data Center (under cabinet)
Commercial | Com ¦ VSD Air Compressor | 2019 | Economic | GWh | Before Competition Groups | 0.0052847 | 0 | 0 | 9461.8939 | 5.5853e-07 | 68 | Commercial_2019_Economic_GWh_Before Competition Groups_68 | VSD Air Compressor | 5.585e-05% | 0 | 0.0052847 | Commercial_2019_Economic_GWh_Before Competition Groups_VSD Air Compressor
Commercial | Com ¦ High Efficiency Chiller (avg of water and air cooled) | 2019 | Economic | GWh | Before Competition Groups | 0.0039413 | 0 | 0 | 9461.8939 | 4.1654e-07 | 69 | Commercial_2019_Economic_GWh_Before Competition Groups_69 | High Efficiency Chiller (avg of water and air cooled) | 4.165e-05% | 0 | 0.0039413 | Commercial_2019_Economic_GWh_Before Competition Groups_High Efficiency Chiller (avg of water and air cooled)
Commercial | Com ¦ Electric Convection Combination Ovens | 2019 | Economic | GWh | Before Competition Groups | 0.00040697 | 0 | 0 | 9461.8939 | 4.3011e-08 | 70 | Commercial_2019_Economic_GWh_Before Competition Groups_70 | Electric Convection Combination Ovens | 4.301e-06% | 0 | 0.00040697 | Commercial_2019_Economic_GWh_Before Competition Groups_Electric Convection Combination Ovens
Commercial | Com ¦ Condensing Make Up Air Unit | 2019 | Economic | GWh | Before Competition Groups | 0 | 0 | 0 | 9461.8939 | 0 | 71 | Commercial_2019_Economic_GWh_Before Competition Groups_71 | Condensing Make Up Air Unit | 0% | 0 | 0 | Commercial_2019_Economic_GWh_Before Competition Groups_Condensing Make Up Air Unit
Commercial | Com ¦ Door Gasket Freezer/Refrigerator | 2019 | Economic | GWh | Before Competition Groups | 0 | 0 | 0 | 9461.8939 | 0 | 72 | Commercial_2019_Economic_GWh_Before Competition Groups_72 | Door Gasket Freezer/Refrigerator | 0% | 0 | 0 | Commercial_2019_Economic_GWh_Before Competition Groups_Door Gasket Freezer/Refrigerator
Commercial | Com ¦ Efficient compressor motor | 2019 | Economic | GWh | Before Competition Groups | 0 | 0 | 0 | 9461.8939 | 0 | 73 | Commercial_2019_Economic_GWh_Before Competition Groups_73 | Efficient compressor motor | 0% | 0 | 0 | Commercial_2019_Economic_GWh_Before Competition Groups_Efficient compressor motor
Commercial | Com ¦ Indoor Daylight Sensors/Photocell Dimming Control | 2019 | Economic | GWh | Before Competition Groups | 0 | 0 | 0 | 9461.8939 | 0 | 74 | Commercial_2019_Economic_GWh_Before Competition Groups_74 | Indoor Daylight Sensors/Photocell Dimming Control | 0% | 0 | 0 | Commercial_2019_Economic_GWh_Before Competition Groups_Indoor Daylight Sensors/Photocell Dimming Control
Commercial | Com ¦ LED RECESSED DOWNLIGHTS | 2019 | Economic | GWh | Before Competition Groups | 0 | 0 | 0 | 9461.8939 | 0 | 75 | Commercial_2019_Economic_GWh_Before Competition Groups_75 | LED RECESSED DOWNLIGHTS | 0% | 0 | 0 | Commercial_2019_Economic_GWh_Before Competition Groups_LED RECESSED DOWNLIGHTS
Commercial | Com ¦ Networked/Connected - High Impact Application | 2019 | Economic | GWh | Before Competition Groups | 0 | 0 | 0 | 9461.8939 | 0 | 76 | Commercial_2019_Economic_GWh_Before Competition Groups_76 | Networked/Connected - High Impact Application | 0% | 0 | 0 | Commercial_2019_Economic_GWh_Before Competition Groups_Networked/Connected - High Impact Application
Commercial | Com ¦ Networked/Connected - Low Impact Application | 2019 | Economic | GWh | Before Competition Groups | 0 | 0 | 0 | 9461.8939 | 0 | 77 | Commercial_2019_Economic_GWh_Before Competition Groups_77 | Networked/Connected - Low Impact Application | 0% | 0 | 0 | Commercial_2019_Economic_GWh_Before Competition Groups_Networked/Connected - Low Impact Application
Commercial | Com ¦ Notched V belts for HVAC Systems | 2019 | Economic | GWh | Before Competition Groups | 0 | 0 | 0 | 9461.8939 | 0 | 78 | Commercial_2019_Economic_GWh_Before Competition Groups_78 | Notched V belts for HVAC Systems | 0% | 0 | 0 | Commercial_2019_Economic_GWh_Before Competition Groups_Notched V belts for HVAC Systems
Commercial | Com ¦ Refrigerated Display Case Doors | 2019 | Economic | GWh | Before Competition Groups | 0 | 0 | 0 | 9461.8939 | 0 | 79 | Commercial_2019_Economic_GWh_Before Competition Groups_79 | Refrigerated Display Case Doors | 0% | 0 | 0 | Commercial_2019_Economic_GWh_Before Competition Groups_Refrigerated Display Case Doors
Commercial | Com ¦ Variable Refrigerant Flow Heat Pump | 2019 | Economic | GWh | Before Competition Groups | 0 | 0 | 0 | 9461.8939 | 0 | 80 | Commercial_2019_Economic_GWh_Before Competition Groups_80 | Variable Refrigerant Flow Heat Pump | 0% | 0 | 0 | Commercial_2019_Economic_GWh_Before Competition Groups_Variable Refrigerant Flow Heat Pump
Commercial | Com ¦ ENERGY STAR LED LAMPS (REFLECTOR LAMPs/MR16/PAR 16) | 2019 | SC A | GWh | Before Competition Groups | 119.634 | 0 | 0 | 585.5924 | 0.2043 | 1 | Commercial_2019_SC A_GWh_Before Competition Groups_1 | ENERGY STAR LED LAMPS (REFLECTOR LAMPs/MR16/PAR 16) | 20.43% | 0 | 119.634 | Commercial_2019_SC A_GWh_Before Competition Groups_ENERGY STAR LED LAMPS (REFLECTOR LAMPs/MR16/PAR 16)
Commercial | Com ¦ LED parking lot fixture | 2019 | SC A | GWh | Before Competition Groups | 70.0954 | 0 | 0 | 585.5924 | 0.1197 | 2 | Commercial_2019_SC A_GWh_Before Competition Groups_2 | LED parking lot fixture | 11.97% | 0 | 70.0954 | Commercial_2019_SC A_GWh_Before Competition Groups_LED parking lot fixture
Commercial | Com ¦ LED EXTERIOR AREA LIGHTS - LED fixture (200W) | 2019 | SC A | GWh | Before Competition Groups | 67.276 | 0 | 0 | 585.5924 | 0.11489 | 3 | Commercial_2019_SC A_GWh_Before Competition Groups_3 | LED EXTERIOR AREA LIGHTS - LED fixture (200W) | 11.49% | 0 | 67.276 | Commercial_2019_SC A_GWh_Before Competition Groups_LED EXTERIOR AREA LIGHTS - LED fixture (200W)
Commercial | Com ¦ LED Replacement Lamp (Tube) | 2019 | SC A | GWh | Before Competition Groups | 45.1725 | 0 | 0 | 585.5924 | 0.07714 | 4 | Commercial_2019_SC A_GWh_Before Competition Groups_4 | LED Replacement Lamp (Tube) | 7.714% | 0 | 45.1725 | Commercial_2019_SC A_GWh_Before Competition Groups_LED Replacement Lamp (Tube)
Commercial | Com ¦ LED street light fixture | 2019 | SC A | GWh | Before Competition Groups | 35.6237 | 0 | 0 | 585.5924 | 0.060834 | 5 | Commercial_2019_SC A_GWh_Before Competition Groups_5 | LED street light fixture | 6.083% | 0 | 35.6237 | Commercial_2019_SC A_GWh_Before Competition Groups_LED street light fixture
Commercial | Com ¦ ENERGY STAR LED LAMPS (General Service Lamps) | 2019 | SC A | GWh | Before Competition Groups | 32.0345 | 0 | 0 | 585.5924 | 0.054704 | 6 | Commercial_2019_SC A_GWh_Before Competition Groups_6 | ENERGY STAR LED LAMPS (General Service Lamps) | 5.47% | 0 | 32.0345 | Commercial_2019_SC A_GWh_Before Competition Groups_ENERGY STAR LED LAMPS (General Service Lamps)
Commercial | Com ¦ Data Center Storage/Server Virtualization | 2019 | SC A | GWh | Before Competition Groups | 27.3576 | 0 | 0 | 585.5924 | 0.046718 | 7 | Commercial_2019_SC A_GWh_Before Competition Groups_7 | Data Center Storage/Server Virtualization | 4.672% | 0 | 27.3576 | Commercial_2019_SC A_GWh_Before Competition Groups_Data Center Storage/Server Virtualization
Commercial | Com ¦ LED Low/High Bay | 2019 | SC A | GWh | Before Competition Groups | 25.3522 | 0 | 0 | 585.5924 | 0.043293 | 8 | Commercial_2019_SC A_GWh_Before Competition Groups_8 | LED Low/High Bay | 4.329% | 0 | 25.3522 | Commercial_2019_SC A_GWh_Before Competition Groups_LED Low/High Bay
Commercial | Com ¦ Building Recommissioning, Operations and Maintenance (O&M) Improvements | 2019 | SC A | GWh | Before Competition Groups | 21.964 | 0 | 0 | 585.5924 | 0.037507 | 9 | Commercial_2019_SC A_GWh_Before Competition Groups_9 | Building Recommissioning, Operations and Maintenance (O&M) Improvements | 3.751% | 0 | 21.964 | Commercial_2019_SC A_GWh_Before Competition Groups_Building Recommissioning, Operations and Maintenance (O&M) Improvements
Commercial | Com ¦ LED Troffer/Surface/Suspended | 2019 | SC A | GWh | Before Competition Groups | 14.5767 | 0 | 0 | 585.5924 | 0.024892 | 10 | Commercial_2019_SC A_GWh_Before Competition Groups_10 | LED Troffer/Surface/Suspended | 2.489% | 0 | 14.5767 | Commercial_2019_SC A_GWh_Before Competition Groups_LED Troffer/Surface/Suspended
Commercial | Com ¦ Reach-in Shaded Pole to ECM/PSC Evaporator Fan Motor | 2019 | SC A | GWh | Before Competition Groups | 14.4679 | 0 | 0 | 585.5924 | 0.024706 | 11 | Commercial_2019_SC A_GWh_Before Competition Groups_11 | Reach-in Shaded Pole to ECM/PSC Evaporator Fan Motor | 2.471% | 0 | 14.4679 | Commercial_2019_SC A_GWh_Before Competition Groups_Reach-in Shaded Pole to ECM/PSC Evaporator Fan Motor
Commercial | Com ¦ High Efficiency Air Source Heat Pump | 2019 | SC A | GWh | Before Competition Groups | 14.3652 | 0 | 0 | 585.5924 | 0.024531 | 12 | Commercial_2019_SC A_GWh_Before Competition Groups_12 | High Efficiency Air Source Heat Pump | 2.453% | 0 | 14.3652 | Commercial_2019_SC A_GWh_Before Competition Groups_High Efficiency Air Source Heat Pump
Commercial | Com ¦ LED or Equivalent Sign Lighting | 2019 | SC A | GWh | Before Competition Groups | 13.7673 | 0 | 0 | 585.5924 | 0.02351 | 13 | Commercial_2019_SC A_GWh_Before Competition Groups_13 | LED or Equivalent Sign Lighting | 2.351% | 0 | 13.7673 | Commercial_2019_SC A_GWh_Before Competition Groups_LED or Equivalent Sign Lighting
Commercial | Com ¦ Furnace Tune-Up | 2019 | SC A | GWh | Before Competition Groups | 13.3843 | 0 | 0 | 585.5924 | 0.022856 | 14 | Commercial_2019_SC A_GWh_Before Competition Groups_14 | Furnace Tune-Up | 2.286% | 0 | 13.3843 | Commercial_2019_SC A_GWh_Before Competition Groups_Furnace Tune-Up
Commercial | Com ¦ Education and Capacity Building/Energy Behavior | 2019 | SC A | GWh | Before Competition Groups | 8.5166 | 0 | 0 | 585.5924 | 0.014544 | 15 | Commercial_2019_SC A_GWh_Before Competition Groups_15 | Education and Capacity Building/Energy Behavior | 1.454% | 0 | 8.5166 | Commercial_2019_SC A_GWh_Before Competition Groups_Education and Capacity Building/Energy Behavior
Commercial | Com ¦ Strip Curtains | 2019 | SC A | GWh | Before Competition Groups | 8.1376 | 0 | 0 | 585.5924 | 0.013896 | 16 | Commercial_2019_SC A_GWh_Before Competition Groups_16 | Strip Curtains | 1.39% | 0 | 8.1376 | Commercial_2019_SC A_GWh_Before Competition Groups_Strip Curtains
Commercial | Com ¦ Advanced BAS/Controllers | 2019 | SC A | GWh | Before Competition Groups | 6.2998 | 0 | 0 | 585.5924 | 0.010758 | 17 | Commercial_2019_SC A_GWh_Before Competition Groups_17 | Advanced BAS/Controllers | 1.076% | 0 | 6.2998 | Commercial_2019_SC A_GWh_Before Competition Groups_Advanced BAS/Controllers
Commercial | Com ¦ Centrally controlled desktop PC/NETWORK PC POWER MANAGEMENT SOFTWARE | 2019 | SC A | GWh | Before Competition Groups | 4.7593 | 0 | 0 | 585.5924 | 0.0081274 | 18 | Commercial_2019_SC A_GWh_Before Competition Groups_18 | Centrally controlled desktop PC/NETWORK PC POWER MANAGEMENT SOFTWARE | 0.8127% | 0 | 4.7593 | Commercial_2019_SC A_GWh_Before Competition Groups_Centrally controlled desktop PC/NETWORK PC POWER MANAGEMENT SOFTWARE
Commercial | Com ¦ Variable Frequency Drive (VFD) | 2019 | SC A | GWh | Before Competition Groups | 4.4544 | 0 | 0 | 585.5924 | 0.0076066 | 19 | Commercial_2019_SC A_GWh_Before Competition Groups_19 | Variable Frequency Drive (VFD) | 0.7607% | 0 | 4.4544 | Commercial_2019_SC A_GWh_Before Competition Groups_Variable Frequency Drive (VFD)
Commercial | Com ¦ VFD on Pumps | 2019 | SC A | GWh | Before Competition Groups | 4.1444 | 0 | 0 | 585.5924 | 0.0070773 | 20 | Commercial_2019_SC A_GWh_Before Competition Groups_20 | VFD on Pumps | 0.7077% | 0 | 4.1444 | Commercial_2019_SC A_GWh_Before Competition Groups_VFD on Pumps
Commercial | Com ¦ Demand Control Ventilation | 2019 | SC A | GWh | Before Competition Groups | 3.9546 | 0 | 0 | 585.5924 | 0.0067531 | 21 | Commercial_2019_SC A_GWh_Before Competition Groups_21 | Demand Control Ventilation | 0.6753% | 0 | 3.9546 | Commercial_2019_SC A_GWh_Before Competition Groups_Demand Control Ventilation
Commercial | Com ¦ Adaptive Thermostats | 2019 | SC A | GWh | Before Competition Groups | 3.6241 | 0 | 0 | 585.5924 | 0.0061888 | 22 | Commercial_2019_SC A_GWh_Before Competition Groups_22 | Adaptive Thermostats | 0.6189% | 0 | 3.6241 | Commercial_2019_SC A_GWh_Before Competition Groups_Adaptive Thermostats
Commercial | Com ¦ Refrigerated Display Case LED | 2019 | SC A | GWh | Before Competition Groups | 2.4752 | 0 | 0 | 585.5924 | 0.0042269 | 23 | Commercial_2019_SC A_GWh_Before Competition Groups_23 | Refrigerated Display Case LED | 0.4227% | 0 | 2.4752 | Commercial_2019_SC A_GWh_Before Competition Groups_Refrigerated Display Case LED
Commercial | Com ¦ Air Handler with Dedicated Outdoor Air Systems | 2019 | SC A | GWh | Before Competition Groups | 2.366 | 0 | 0 | 585.5924 | 0.0040403 | 24 | Commercial_2019_SC A_GWh_Before Competition Groups_24 | Air Handler with Dedicated Outdoor Air Systems | 0.404% | 0 | 2.366 | Commercial_2019_SC A_GWh_Before Competition Groups_Air Handler with Dedicated Outdoor Air Systems
Commercial | Com ¦ ECM MOTORS FOR EVAPORATOR FANS for refrigeration (WALK-IN) | 2019 | SC A | GWh | Before Competition Groups | 2.085 | 0 | 0 | 585.5924 | 0.0035604 | 25 | Commercial_2019_SC A_GWh_Before Competition Groups_25 | ECM MOTORS FOR EVAPORATOR FANS for refrigeration (WALK-IN) | 0.356% | 0 | 2.085 | Commercial_2019_SC A_GWh_Before Competition Groups_ECM MOTORS FOR EVAPORATOR FANS for refrigeration (WALK-IN)
Commercial | Com ¦ ENERGY STAR Griddle (74% eff) | 2019 | SC A | GWh | Before Competition Groups | 2.0742 | 0 | 0 | 585.5924 | 0.0035421 | 26 | Commercial_2019_SC A_GWh_Before Competition Groups_26 | ENERGY STAR Griddle (74% eff) | 0.3542% | 0 | 2.0742 | Commercial_2019_SC A_GWh_Before Competition Groups_ENERGY STAR Griddle (74% eff)
Commercial | Com ¦ Condensing Unit Heaters or other Efficient Unit Heating System | 2019 | SC A | GWh | Before Competition Groups | 2.0134 | 0 | 0 | 585.5924 | 0.0034382 | 27 | Commercial_2019_SC A_GWh_Before Competition Groups_27 | Condensing Unit Heaters or other Efficient Unit Heating System | 0.3438% | 0 | 2.0134 | Commercial_2019_SC A_GWh_Before Competition Groups_Condensing Unit Heaters or other Efficient Unit Heating System
Commercial | Com ¦ Evaporator Fan Controls | 2019 | SC A | GWh | Before Competition Groups | 1.6708 | 0 | 0 | 585.5924 | 0.0028532 | 28 | Commercial_2019_SC A_GWh_Before Competition Groups_28 | Evaporator Fan Controls | 0.2853% | 0 | 1.6708 | Commercial_2019_SC A_GWh_Before Competition Groups_Evaporator Fan Controls
Commercial | Com ¦ Demand Control Kitchen Ventilation | 2019 | SC A | GWh | Before Competition Groups | 1.539 | 0 | 0 | 585.5924 | 0.0026281 | 29 | Commercial_2019_SC A_GWh_Before Competition Groups_29 | Demand Control Kitchen Ventilation | 0.2628% | 0 | 1.539 | Commercial_2019_SC A_GWh_Before Competition Groups_Demand Control Kitchen Ventilation
Commercial | Com ¦ Freezer Case Light Sensor | 2019 | SC A | GWh | Before Competition Groups | 1.4845 | 0 | 0 | 585.5924 | 0.002535 | 30 | Commercial_2019_SC A_GWh_Before Competition Groups_30 | Freezer Case Light Sensor | 0.2535% | 0 | 1.4845 | Commercial_2019_SC A_GWh_Before Competition Groups_Freezer Case Light Sensor
Commercial | Com ¦ Occupancy Sensors | 2019 | SC A | GWh | Before Competition Groups | 1.4666 | 0 | 0 | 585.5924 | 0.0025045 | 31 | Commercial_2019_SC A_GWh_Before Competition Groups_31 | Occupancy Sensors | 0.2505% | 0 | 1.4666 | Commercial_2019_SC A_GWh_Before Competition Groups_Occupancy Sensors
Commercial | Com ¦ Chilled Water Optimization | 2019 | SC A | GWh | Before Competition Groups | 1.2077 | 0 | 0 | 585.5924 | 0.0020624 | 32 | Commercial_2019_SC A_GWh_Before Competition Groups_32 | Chilled Water Optimization | 0.2062% | 0 | 1.2077 | Commercial_2019_SC A_GWh_Before Competition Groups_Chilled Water Optimization
Commercial | Com ¦ Unitary Air-Conditioning Unit | 2019 | SC A | GWh | Before Competition Groups | 0.84243 | 0 | 0 | 585.5924 | 0.0014386 | 33 | Commercial_2019_SC A_GWh_Before Competition Groups_33 | Unitary Air-Conditioning Unit | 0.1439% | 0 | 0.84243 | Commercial_2019_SC A_GWh_Before Competition Groups_Unitary Air-Conditioning Unit
Commercial | Com ¦ ENERGY STAR Fryer (84% eff) | 2019 | SC A | GWh | Before Competition Groups | 0.73358 | 0 | 0 | 585.5924 | 0.0012527 | 34 | Commercial_2019_SC A_GWh_Before Competition Groups_34 | ENERGY STAR Fryer (84% eff) | 0.1253% | 0 | 0.73358 | Commercial_2019_SC A_GWh_Before Competition Groups_ENERGY STAR Fryer (84% eff)
Commercial | Com ¦ Temperature Adjustment in Commercial Freezers | 2019 | SC A | GWh | Before Competition Groups | 0.63943 | 0 | 0 | 585.5924 | 0.0010919 | 35 | Commercial_2019_SC A_GWh_Before Competition Groups_35 | Temperature Adjustment in Commercial Freezers | 0.1092% | 0 | 0.63943 | Commercial_2019_SC A_GWh_Before Competition Groups_Temperature Adjustment in Commercial Freezers
Commercial | Com ¦ Elec Storage WH 2.30 Et | 2019 | SC A | GWh | Before Competition Groups | 0.59374 | 0 | 0 | 585.5924 | 0.0010139 | 36 | Commercial_2019_SC A_GWh_Before Competition Groups_36 | Elec Storage WH 2.30 Et | 0.1014% | 0 | 0.59374 | Commercial_2019_SC A_GWh_Before Competition Groups_Elec Storage WH 2.30 Et
Commercial | Com ¦ Outside Air Economizer | 2019 | SC A | GWh | Before Competition Groups | 0.58751 | 0 | 0 | 585.5924 | 0.0010033 | 37 | Commercial_2019_SC A_GWh_Before Competition Groups_37 | Outside Air Economizer | 0.1003% | 0 | 0.58751 | Commercial_2019_SC A_GWh_Before Competition Groups_Outside Air Economizer
Commercial | Com ¦ CO Sensors for parking garage exhaust fans | 2019 | SC A | GWh | Before Competition Groups | 0.5254 | 0 | 0 | 585.5924 | 0.00089721 | 38 | Commercial_2019_SC A_GWh_Before Competition Groups_38 | CO Sensors for parking garage exhaust fans | 0.08972% | 0 | 0.5254 | Commercial_2019_SC A_GWh_Before Competition Groups_CO Sensors for parking garage exhaust fans
Commercial | Com ¦ Vertical Night Covers | 2019 | SC A | GWh | Before Competition Groups | 0.48778 | 0 | 0 | 585.5924 | 0.00083297 | 39 | Commercial_2019_SC A_GWh_Before Competition Groups_39 | Vertical Night Covers | 0.0833% | 0 | 0.48778 | Commercial_2019_SC A_GWh_Before Competition Groups_Vertical Night Covers
Commercial | Com ¦ Duct Insulation, R8 | 2019 | SC A | GWh | Before Competition Groups | 0.4412 | 0 | 0 | 585.5924 | 0.00075342 | 40 | Commercial_2019_SC A_GWh_Before Competition Groups_40 | Duct Insulation, R8 | 0.07534% | 0 | 0.4412 | Commercial_2019_SC A_GWh_Before Competition Groups_Duct Insulation, R8
Commercial | Com ¦ Thermostat Setback | 2019 | SC A | GWh | Before Competition Groups | 0.43968 | 0 | 0 | 585.5924 | 0.00075083 | 41 | Commercial_2019_SC A_GWh_Before Competition Groups_41 | Thermostat Setback | 0.07508% | 0 | 0.43968 | Commercial_2019_SC A_GWh_Before Competition Groups_Thermostat Setback
Commercial | Com ¦ Water Heating (DHW) Pipe Insulation (Add 3/4\ Foam)" | 2019 | SC A | GWh | Before Competition Groups | 0.42846 | 0 | 0 | 585.5924 | 0.00073166 | 42 | Commercial_2019_SC A_GWh_Before Competition Groups_42 | Water Heating (DHW) Pipe Insulation (Add 3/4\ Foam)" | 0.07317% | 0 | 0.42846 | Commercial_2019_SC A_GWh_Before Competition Groups_Water Heating (DHW) Pipe Insulation (Add 3/4\ Foam)"
Commercial | Com ¦ Energy Efficient Laboratory Fume Hood | 2019 | SC A | GWh | Before Competition Groups | 0.42593 | 0 | 0 | 585.5924 | 0.00072735 | 43 | Commercial_2019_SC A_GWh_Before Competition Groups_43 | Energy Efficient Laboratory Fume Hood | 0.07274% | 0 | 0.42593 | Commercial_2019_SC A_GWh_Before Competition Groups_Energy Efficient Laboratory Fume Hood
Commercial | Com ¦ BEVERAGE VENDING MACHINE CONTROLS | 2019 | SC A | GWh | Before Competition Groups | 0.41452 | 0 | 0 | 585.5924 | 0.00070786 | 44 | Commercial_2019_SC A_GWh_Before Competition Groups_44 | BEVERAGE VENDING MACHINE CONTROLS | 0.07079% | 0 | 0.41452 | Commercial_2019_SC A_GWh_Before Competition Groups_BEVERAGE VENDING MACHINE CONTROLS
Commercial | Com ¦ ENERGY STAR Steam Cookers | 2019 | SC A | GWh | Before Competition Groups | 0.34971 | 0 | 0 | 585.5924 | 0.00059719 | 45 | Commercial_2019_SC A_GWh_Before Competition Groups_45 | ENERGY STAR Steam Cookers | 0.05972% | 0 | 0.34971 | Commercial_2019_SC A_GWh_Before Competition Groups_ENERGY STAR Steam Cookers
Commercial | Com ¦ ENERGY STAR Dishwasher | 2019 | SC A | GWh | Before Competition Groups | 0.33395 | 0 | 0 | 585.5924 | 0.00057028 | 46 | Commercial_2019_SC A_GWh_Before Competition Groups_46 | ENERGY STAR Dishwasher | 0.05703% | 0 | 0.33395 | Commercial_2019_SC A_GWh_Before Competition Groups_ENERGY STAR Dishwasher
Commercial | Com ¦ Suction Pipe Insulation Freezer/Refrigerator | 2019 | SC A | GWh | Before Competition Groups | 0.26458 | 0 | 0 | 585.5924 | 0.00045182 | 47 | Commercial_2019_SC A_GWh_Before Competition Groups_47 | Suction Pipe Insulation Freezer/Refrigerator | 0.04518% | 0 | 0.26458 | Commercial_2019_SC A_GWh_Before Competition Groups_Suction Pipe Insulation Freezer/Refrigerator
Commercial | Com ¦ Water Source Heat Pump (4 ton) | 2019 | SC A | GWh | Before Competition Groups | 0.24466 | 0 | 0 | 585.5924 | 0.00041781 | 48 | Commercial_2019_SC A_GWh_Before Competition Groups_48 | Water Source Heat Pump (4 ton) | 0.04178% | 0 | 0.24466 | Commercial_2019_SC A_GWh_Before Competition Groups_Water Source Heat Pump (4 ton)
Commercial | Com ¦ Ozone Laundry Treatment | 2019 | SC A | GWh | Before Competition Groups | 0.10788 | 0 | 0 | 585.5924 | 0.00018423 | 49 | Commercial_2019_SC A_GWh_Before Competition Groups_49 | Ozone Laundry Treatment | 0.01842% | 0 | 0.10788 | Commercial_2019_SC A_GWh_Before Competition Groups_Ozone Laundry Treatment
Commercial | Com ¦ Demand controlled Circulating Systems | 2019 | SC A | GWh | Before Competition Groups | 0.090161 | 0 | 0 | 585.5924 | 0.00015397 | 50 | Commercial_2019_SC A_GWh_Before Competition Groups_50 | Demand controlled Circulating Systems | 0.0154% | 0 | 0.090161 | Commercial_2019_SC A_GWh_Before Competition Groups_Demand controlled Circulating Systems
Commercial | Com ¦ ECM MOTORS FOR HVAC APPLICATION (FAN-POWERED VAV BOX) | 2019 | SC A | GWh | Before Competition Groups | 0.067479 | 0 | 0 | 585.5924 | 0.00011523 | 51 | Commercial_2019_SC A_GWh_Before Competition Groups_51 | ECM MOTORS FOR HVAC APPLICATION (FAN-POWERED VAV BOX) | 0.01152% | 0 | 0.067479 | Commercial_2019_SC A_GWh_Before Competition Groups_ECM MOTORS FOR HVAC APPLICATION (FAN-POWERED VAV BOX)
Commercial | Com ¦ CEE Tier 2/Energy Star Clothes Washers | 2019 | SC A | GWh | Before Competition Groups | 0.065521 | 0 | 0 | 585.5924 | 0.00011189 | 52 | Commercial_2019_SC A_GWh_Before Competition Groups_52 | CEE Tier 2/Energy Star Clothes Washers | 0.01119% | 0 | 0.065521 | Commercial_2019_SC A_GWh_Before Competition Groups_CEE Tier 2/Energy Star Clothes Washers
Commercial | Com ¦ HVAC Optimization | 2019 | SC A | GWh | Before Competition Groups | 0.042959 | 0 | 0 | 585.5924 | 7.336e-05 | 53 | Commercial_2019_SC A_GWh_Before Competition Groups_53 | HVAC Optimization | 0.007336% | 0 | 0.042959 | Commercial_2019_SC A_GWh_Before Competition Groups_HVAC Optimization
Commercial | Com ¦ Low Flow Pre-Rinse Spray Nozzle | 2019 | SC A | GWh | Before Competition Groups | 0.03981 | 0 | 0 | 585.5924 | 6.7982e-05 | 54 | Commercial_2019_SC A_GWh_Before Competition Groups_54 | Low Flow Pre-Rinse Spray Nozzle | 0.006798% | 0 | 0.03981 | Commercial_2019_SC A_GWh_Before Competition Groups_Low Flow Pre-Rinse Spray Nozzle
Commercial | Com ¦ Auto Off Time Switch or Time Clock control | 2019 | SC A | GWh | Before Competition Groups | 0.024269 | 0 | 0 | 585.5924 | 4.1444e-05 | 55 | Commercial_2019_SC A_GWh_Before Competition Groups_55 | Auto Off Time Switch or Time Clock control | 0.004144% | 0 | 0.024269 | Commercial_2019_SC A_GWh_Before Competition Groups_Auto Off Time Switch or Time Clock control
Commercial | COM ¦ Ductless Mini-Split Heat Pumps | 2019 | SC A | GWh | Before Competition Groups | 0.019461 | 0 | 0 | 585.5924 | 3.3233e-05 | 56 | Commercial_2019_SC A_GWh_Before Competition Groups_56 | Ductless Mini-Split Heat Pumps | 0.003323% | 0 | 0.019461 | Commercial_2019_SC A_GWh_Before Competition Groups_Ductless Mini-Split Heat Pumps
Commercial | Com ¦ LLLC - Low Impact Application | 2019 | SC A | GWh | Before Competition Groups | 0.015288 | 0 | 0 | 585.5924 | 2.6107e-05 | 57 | Commercial_2019_SC A_GWh_Before Competition Groups_57 | LLLC - Low Impact Application | 0.002611% | 0 | 0.015288 | Commercial_2019_SC A_GWh_Before Competition Groups_LLLC - Low Impact Application
Commercial | Com ¦ Commercial Hot Food Holding Cabinets | 2019 | SC A | GWh | Before Competition Groups | 0.0085531 | 0 | 0 | 585.5924 | 1.4606e-05 | 58 | Commercial_2019_SC A_GWh_Before Competition Groups_58 | Commercial Hot Food Holding Cabinets | 0.001461% | 0 | 0.0085531 | Commercial_2019_SC A_GWh_Before Competition Groups_Commercial Hot Food Holding Cabinets
Commercial | Com ¦ Air Curtains | 2019 | SC A | GWh | Before Competition Groups | 0.0070671 | 0 | 0 | 585.5924 | 1.2068e-05 | 59 | Commercial_2019_SC A_GWh_Before Competition Groups_59 | Air Curtains | 0.001207% | 0 | 0.0070671 | Commercial_2019_SC A_GWh_Before Competition Groups_Air Curtains
Commercial | Com ¦ Wall Insulation | 2019 | SC A | GWh | Before Competition Groups | 0.0039432 | 0 | 0 | 585.5924 | 6.7336e-06 | 60 | Commercial_2019_SC A_GWh_Before Competition Groups_60 | Wall Insulation | 0.0006734% | 0 | 0.0039432 | Commercial_2019_SC A_GWh_Before Competition Groups_Wall Insulation
Commercial | Com ¦ VSD Air Compressor | 2019 | SC A | GWh | Before Competition Groups | 0.0015374 | 0 | 0 | 585.5924 | 2.6254e-06 | 61 | Commercial_2019_SC A_GWh_Before Competition Groups_61 | VSD Air Compressor | 0.0002625% | 0 | 0.0015374 | Commercial_2019_SC A_GWh_Before Competition Groups_VSD Air Compressor
Commercial | Com ¦ EC Plug Fan for Data Center (under cabinet) | 2019 | SC A | GWh | Before Competition Groups | 0.00052058 | 0 | 0 | 585.5924 | 8.8898e-07 | 62 | Commercial_2019_SC A_GWh_Before Competition Groups_62 | EC Plug Fan for Data Center (under cabinet) | 8.89e-05% | 0 | 0.00052058 | Commercial_2019_SC A_GWh_Before Competition Groups_EC Plug Fan for Data Center (under cabinet)
Commercial | Com ¦ High Efficiency Chiller (avg of water and air cooled) | 2019 | SC A | GWh | Before Competition Groups | 0.00037561 | 0 | 0 | 585.5924 | 6.4141e-07 | 63 | Commercial_2019_SC A_GWh_Before Competition Groups_63 | High Efficiency Chiller (avg of water and air cooled) | 6.414e-05% | 0 | 0.00037561 | Commercial_2019_SC A_GWh_Before Competition Groups_High Efficiency Chiller (avg of water and air cooled)
Commercial | Com ¦ Energy Recovery Ventilation and Ventilation (Enhanced) | 2019 | SC A | GWh | Before Competition Groups | 0.00025521 | 0 | 0 | 585.5924 | 4.3581e-07 | 64 | Commercial_2019_SC A_GWh_Before Competition Groups_64 | Energy Recovery Ventilation and Ventilation (Enhanced) | 4.358e-05% | 0 | 0.00025521 | Commercial_2019_SC A_GWh_Before Competition Groups_Energy Recovery Ventilation and Ventilation (Enhanced)
Commercial | Com ¦ Electric Convection Combination Ovens | 2019 | SC A | GWh | Before Competition Groups | 0.00020375 | 0 | 0 | 585.5924 | 3.4794e-07 | 65 | Commercial_2019_SC A_GWh_Before Competition Groups_65 | Electric Convection Combination Ovens | 3.479e-05% | 0 | 0.00020375 | Commercial_2019_SC A_GWh_Before Competition Groups_Electric Convection Combination Ovens
Commercial | Com ¦ LLLC - High Impact Application | 2019 | SC A | GWh | Before Competition Groups | 5.7233e-06 | 0 | 0 | 585.5924 | 9.7736e-09 | 66 | Commercial_2019_SC A_GWh_Before Competition Groups_66 | LLLC - High Impact Application | 9.774e-07% | 0 | 5.7233e-06 | Commercial_2019_SC A_GWh_Before Competition Groups_LLLC - High Impact Application
Commercial | Com ¦ High Efficiency Small Instantaneous Water Heater | 2019 | SC A | GWh | Before Competition Groups | 1.3334e-34 | 0 | 0 | 585.5924 | 2.277e-37 | 67 | Commercial_2019_SC A_GWh_Before Competition Groups_67 | High Efficiency Small Instantaneous Water Heater | 2.277e-35% | 0 | 1.3334e-34 | Commercial_2019_SC A_GWh_Before Competition Groups_High Efficiency Small Instantaneous Water Heater
Commercial | Com ¦ Condensing Make Up Air Unit | 2019 | SC A | GWh | Before Competition Groups | 0 | 0 | 0 | 585.5924 | 0 | 68 | Commercial_2019_SC A_GWh_Before Competition Groups_68 | Condensing Make Up Air Unit | 0% | 0 | 0 | Commercial_2019_SC A_GWh_Before Competition Groups_Condensing Make Up Air Unit
Commercial | Com ¦ Door Gasket Freezer/Refrigerator | 2019 | SC A | GWh | Before Competition Groups | 0 | 0 | 0 | 585.5924 | 0 | 69 | Commercial_2019_SC A_GWh_Before Competition Groups_69 | Door Gasket Freezer/Refrigerator | 0% | 0 | 0 | Commercial_2019_SC A_GWh_Before Competition Groups_Door Gasket Freezer/Refrigerator
Commercial | Com ¦ Efficient compressor motor | 2019 | SC A | GWh | Before Competition Groups | 0 | 0 | 0 | 585.5924 | 0 | 70 | Commercial_2019_SC A_GWh_Before Competition Groups_70 | Efficient compressor motor | 0% | 0 | 0 | Commercial_2019_SC A_GWh_Before Competition Groups_Efficient compressor motor
Commercial | Com ¦ Indoor Daylight Sensors/Photocell Dimming Control | 2019 | SC A | GWh | Before Competition Groups | 0 | 0 | 0 | 585.5924 | 0 | 71 | Commercial_2019_SC A_GWh_Before Competition Groups_71 | Indoor Daylight Sensors/Photocell Dimming Control | 0% | 0 | 0 | Commercial_2019_SC A_GWh_Before Competition Groups_Indoor Daylight Sensors/Photocell Dimming Control
Commercial | Com ¦ LED RECESSED DOWNLIGHTS | 2019 | SC A | GWh | Before Competition Groups | 0 | 0 | 0 | 585.5924 | 0 | 72 | Commercial_2019_SC A_GWh_Before Competition Groups_72 | LED RECESSED DOWNLIGHTS | 0% | 0 | 0 | Commercial_2019_SC A_GWh_Before Competition Groups_LED RECESSED DOWNLIGHTS
Commercial | Com ¦ Networked/Connected - High Impact Application | 2019 | SC A | GWh | Before Competition Groups | 0 | 0 | 0 | 585.5924 | 0 | 73 | Commercial_2019_SC A_GWh_Before Competition Groups_73 | Networked/Connected - High Impact Application | 0% | 0 | 0 | Commercial_2019_SC A_GWh_Before Competition Groups_Networked/Connected - High Impact Application
Commercial | Com ¦ Networked/Connected - Low Impact Application | 2019 | SC A | GWh | Before Competition Groups | 0 | 0 | 0 | 585.5924 | 0 | 74 | Commercial_2019_SC A_GWh_Before Competition Groups_74 | Networked/Connected - Low Impact Application | 0% | 0 | 0 | Commercial_2019_SC A_GWh_Before Competition Groups_Networked/Connected - Low Impact Application
Commercial | Com ¦ Notched V belts for HVAC Systems | 2019 | SC A | GWh | Before Competition Groups | 0 | 0 | 0 | 585.5924 | 0 | 75 | Commercial_2019_SC A_GWh_Before Competition Groups_75 | Notched V belts for HVAC Systems | 0% | 0 | 0 | Commercial_2019_SC A_GWh_Before Competition Groups_Notched V belts for HVAC Systems
Commercial | Com ¦ PTAC (12 EER/10,000 BTU) | 2019 | SC A | GWh | Before Competition Groups | 0 | 0 | 0 | 585.5924 | 0 | 76 | Commercial_2019_SC A_GWh_Before Competition Groups_76 | PTAC (12 EER/10,000 BTU) | 0% | 0 | 0 | Commercial_2019_SC A_GWh_Before Competition Groups_PTAC (12 EER/10,000 BTU)
Commercial | Com ¦ Refrigerated Display Case Doors | 2019 | SC A | GWh | Before Competition Groups | 0 | 0 | 0 | 585.5924 | 0 | 77 | Commercial_2019_SC A_GWh_Before Competition Groups_77 | Refrigerated Display Case Doors | 0% | 0 | 0 | Commercial_2019_SC A_GWh_Before Competition Groups_Refrigerated Display Case Doors
Commercial | Com ¦ Room AC (w/ louvered sides) 14 SEER from 12 SEER code | 2019 | SC A | GWh | Before Competition Groups | 0 | 0 | 0 | 585.5924 | 0 | 78 | Commercial_2019_SC A_GWh_Before Competition Groups_78 | Room AC (w/ louvered sides) 14 SEER from 12 SEER code | 0% | 0 | 0 | Commercial_2019_SC A_GWh_Before Competition Groups_Room AC (w/ louvered sides) 14 SEER from 12 SEER code
Commercial | Com ¦ Solar Water Preheat (Pools/DHW) | 2019 | SC A | GWh | Before Competition Groups | 0 | 0 | 0 | 585.5924 | 0 | 79 | Commercial_2019_SC A_GWh_Before Competition Groups_79 | Solar Water Preheat (Pools/DHW) | 0% | 0 | 0 | Commercial_2019_SC A_GWh_Before Competition Groups_Solar Water Preheat (Pools/DHW)
Commercial | Com ¦ Variable Refrigerant Flow Heat Pump | 2019 | SC A | GWh | Before Competition Groups | 0 | 0 | 0 | 585.5924 | 0 | 80 | Commercial_2019_SC A_GWh_Before Competition Groups_80 | Variable Refrigerant Flow Heat Pump | 0% | 0 | 0 | Commercial_2019_SC A_GWh_Before Competition Groups_Variable Refrigerant Flow Heat Pump
Commercial | Com ¦ ENERGY STAR LED LAMPS (REFLECTOR LAMPs/MR16/PAR 16) | 2019 | SC B | GWh | Before Competition Groups | 119.634 | 0 | 0 | 711.4681 | 0.16815 | 1 | Commercial_2019_SC B_GWh_Before Competition Groups_1 | ENERGY STAR LED LAMPS (REFLECTOR LAMPs/MR16/PAR 16) | 16.82% | 0 | 119.634 | Commercial_2019_SC B_GWh_Before Competition Groups_ENERGY STAR LED LAMPS (REFLECTOR LAMPs/MR16/PAR 16)
Commercial | Com ¦ LED parking lot fixture | 2019 | SC B | GWh | Before Competition Groups | 70.0954 | 0 | 0 | 711.4681 | 0.098522 | 2 | Commercial_2019_SC B_GWh_Before Competition Groups_2 | LED parking lot fixture | 9.852% | 0 | 70.0954 | Commercial_2019_SC B_GWh_Before Competition Groups_LED parking lot fixture
Commercial | Com ¦ LED EXTERIOR AREA LIGHTS - LED fixture (200W) | 2019 | SC B | GWh | Before Competition Groups | 67.2928 | 0 | 0 | 711.4681 | 0.094583 | 3 | Commercial_2019_SC B_GWh_Before Competition Groups_3 | LED EXTERIOR AREA LIGHTS - LED fixture (200W) | 9.458% | 0 | 67.2928 | Commercial_2019_SC B_GWh_Before Competition Groups_LED EXTERIOR AREA LIGHTS - LED fixture (200W)
Commercial | Com ¦ LED Replacement Lamp (Tube) | 2019 | SC B | GWh | Before Competition Groups | 45.1725 | 0 | 0 | 711.4681 | 0.063492 | 4 | Commercial_2019_SC B_GWh_Before Competition Groups_4 | LED Replacement Lamp (Tube) | 6.349% | 0 | 45.1725 | Commercial_2019_SC B_GWh_Before Competition Groups_LED Replacement Lamp (Tube)
Commercial | Com ¦ Education and Capacity Building/Energy Behavior | 2019 | SC B | GWh | Before Competition Groups | 42.583 | 0 | 0 | 711.4681 | 0.059852 | 5 | Commercial_2019_SC B_GWh_Before Competition Groups_5 | Education and Capacity Building/Energy Behavior | 5.985% | 0 | 42.583 | Commercial_2019_SC B_GWh_Before Competition Groups_Education and Capacity Building/Energy Behavior
Commercial | Com ¦ LED street light fixture | 2019 | SC B | GWh | Before Competition Groups | 36.0004 | 0 | 0 | 711.4681 | 0.0506 | 6 | Commercial_2019_SC B_GWh_Before Competition Groups_6 | LED street light fixture | 5.06% | 0 | 36.0004 | Commercial_2019_SC B_GWh_Before Competition Groups_LED street light fixture
Commercial | Com ¦ Furnace Tune-Up | 2019 | SC B | GWh | Before Competition Groups | 35.054 | 0 | 0 | 711.4681 | 0.04927 | 7 | Commercial_2019_SC B_GWh_Before Competition Groups_7 | Furnace Tune-Up | 4.927% | 0 | 35.054 | Commercial_2019_SC B_GWh_Before Competition Groups_Furnace Tune-Up
Commercial | Com ¦ ENERGY STAR LED LAMPS (General Service Lamps) | 2019 | SC B | GWh | Before Competition Groups | 32.0345 | 0 | 0 | 711.4681 | 0.045026 | 8 | Commercial_2019_SC B_GWh_Before Competition Groups_8 | ENERGY STAR LED LAMPS (General Service Lamps) | 4.503% | 0 | 32.0345 | Commercial_2019_SC B_GWh_Before Competition Groups_ENERGY STAR LED LAMPS (General Service Lamps)
Commercial | Com ¦ Data Center Storage/Server Virtualization | 2019 | SC B | GWh | Before Competition Groups | 27.3576 | 0 | 0 | 711.4681 | 0.038452 | 9 | Commercial_2019_SC B_GWh_Before Competition Groups_9 | Data Center Storage/Server Virtualization | 3.845% | 0 | 27.3576 | Commercial_2019_SC B_GWh_Before Competition Groups_Data Center Storage/Server Virtualization
Commercial | Com ¦ LED Low/High Bay | 2019 | SC B | GWh | Before Competition Groups | 26.8378 | 0 | 0 | 711.4681 | 0.037722 | 10 | Commercial_2019_SC B_GWh_Before Competition Groups_10 | LED Low/High Bay | 3.772% | 0 | 26.8378 | Commercial_2019_SC B_GWh_Before Competition Groups_LED Low/High Bay
Commercial | Com ¦ Building Recommissioning, Operations and Maintenance (O&M) Improvements | 2019 | SC B | GWh | Before Competition Groups | 22.762 | 0 | 0 | 711.4681 | 0.031993 | 11 | Commercial_2019_SC B_GWh_Before Competition Groups_11 | Building Recommissioning, Operations and Maintenance (O&M) Improvements | 3.199% | 0 | 22.762 | Commercial_2019_SC B_GWh_Before Competition Groups_Building Recommissioning, Operations and Maintenance (O&M) Improvements
Commercial | Com ¦ LED or Equivalent Sign Lighting | 2019 | SC B | GWh | Before Competition Groups | 16.3424 | 0 | 0 | 711.4681 | 0.02297 | 12 | Commercial_2019_SC B_GWh_Before Competition Groups_12 | LED or Equivalent Sign Lighting | 2.297% | 0 | 16.3424 | Commercial_2019_SC B_GWh_Before Competition Groups_LED or Equivalent Sign Lighting
Commercial | Com ¦ LED Troffer/Surface/Suspended | 2019 | SC B | GWh | Before Competition Groups | 15.5027 | 0 | 0 | 711.4681 | 0.02179 | 13 | Commercial_2019_SC B_GWh_Before Competition Groups_13 | LED Troffer/Surface/Suspended | 2.179% | 0 | 15.5027 | Commercial_2019_SC B_GWh_Before Competition Groups_LED Troffer/Surface/Suspended
Commercial | Com ¦ Strip Curtains | 2019 | SC B | GWh | Before Competition Groups | 14.6559 | 0 | 0 | 711.4681 | 0.0206 | 14 | Commercial_2019_SC B_GWh_Before Competition Groups_14 | Strip Curtains | 2.06% | 0 | 14.6559 | Commercial_2019_SC B_GWh_Before Competition Groups_Strip Curtains
Commercial | Com ¦ Reach-in Shaded Pole to ECM/PSC Evaporator Fan Motor | 2019 | SC B | GWh | Before Competition Groups | 14.4678 | 0 | 0 | 711.4681 | 0.020335 | 15 | Commercial_2019_SC B_GWh_Before Competition Groups_15 | Reach-in Shaded Pole to ECM/PSC Evaporator Fan Motor | 2.034% | 0 | 14.4678 | Commercial_2019_SC B_GWh_Before Competition Groups_Reach-in Shaded Pole to ECM/PSC Evaporator Fan Motor
Commercial | Com ¦ High Efficiency Air Source Heat Pump | 2019 | SC B | GWh | Before Competition Groups | 14.3652 | 0 | 0 | 711.4681 | 0.020191 | 16 | Commercial_2019_SC B_GWh_Before Competition Groups_16 | High Efficiency Air Source Heat Pump | 2.019% | 0 | 14.3652 | Commercial_2019_SC B_GWh_Before Competition Groups_High Efficiency Air Source Heat Pump
Commercial | Com ¦ Variable Frequency Drive (VFD) | 2019 | SC B | GWh | Before Competition Groups | 11.6662 | 0 | 0 | 711.4681 | 0.016397 | 17 | Commercial_2019_SC B_GWh_Before Competition Groups_17 | Variable Frequency Drive (VFD) | 1.64% | 0 | 11.6662 | Commercial_2019_SC B_GWh_Before Competition Groups_Variable Frequency Drive (VFD)
Commercial | Com ¦ VFD on Pumps | 2019 | SC B | GWh | Before Competition Groups | 10.899 | 0 | 0 | 711.4681 | 0.015319 | 18 | Commercial_2019_SC B_GWh_Before Competition Groups_18 | VFD on Pumps | 1.532% | 0 | 10.899 | Commercial_2019_SC B_GWh_Before Competition Groups_VFD on Pumps
Commercial | Com ¦ Demand Control Ventilation | 2019 | SC B | GWh | Before Competition Groups | 10.3248 | 0 | 0 | 711.4681 | 0.014512 | 19 | Commercial_2019_SC B_GWh_Before Competition Groups_19 | Demand Control Ventilation | 1.451% | 0 | 10.3248 | Commercial_2019_SC B_GWh_Before Competition Groups_Demand Control Ventilation
Commercial | Com ¦ Air Handler with Dedicated Outdoor Air Systems | 2019 | SC B | GWh | Before Competition Groups | 8.7526 | 0 | 0 | 711.4681 | 0.012302 | 20 | Commercial_2019_SC B_GWh_Before Competition Groups_20 | Air Handler with Dedicated Outdoor Air Systems | 1.23% | 0 | 8.7526 | Commercial_2019_SC B_GWh_Before Competition Groups_Air Handler with Dedicated Outdoor Air Systems
Commercial | Com ¦ Adaptive Thermostats | 2019 | SC B | GWh | Before Competition Groups | 7.8518 | 0 | 0 | 711.4681 | 0.011036 | 21 | Commercial_2019_SC B_GWh_Before Competition Groups_21 | Adaptive Thermostats | 1.104% | 0 | 7.8518 | Commercial_2019_SC B_GWh_Before Competition Groups_Adaptive Thermostats
Commercial | Com ¦ Centrally controlled desktop PC/NETWORK PC POWER MANAGEMENT SOFTWARE | 2019 | SC B | GWh | Before Competition Groups | 7.7206 | 0 | 0 | 711.4681 | 0.010852 | 22 | Commercial_2019_SC B_GWh_Before Competition Groups_22 | Centrally controlled desktop PC/NETWORK PC POWER MANAGEMENT SOFTWARE | 1.085% | 0 | 7.7206 | Commercial_2019_SC B_GWh_Before Competition Groups_Centrally controlled desktop PC/NETWORK PC POWER MANAGEMENT SOFTWARE
Commercial | Com ¦ Advanced BAS/Controllers | 2019 | SC B | GWh | Before Competition Groups | 6.7472 | 0 | 0 | 711.4681 | 0.0094834 | 23 | Commercial_2019_SC B_GWh_Before Competition Groups_23 | Advanced BAS/Controllers | 0.9483% | 0 | 6.7472 | Commercial_2019_SC B_GWh_Before Competition Groups_Advanced BAS/Controllers
Commercial | Com ¦ ECM MOTORS FOR EVAPORATOR FANS for refrigeration (WALK-IN) | 2019 | SC B | GWh | Before Competition Groups | 5.4606 | 0 | 0 | 711.4681 | 0.0076751 | 24 | Commercial_2019_SC B_GWh_Before Competition Groups_24 | ECM MOTORS FOR EVAPORATOR FANS for refrigeration (WALK-IN) | 0.7675% | 0 | 5.4606 | Commercial_2019_SC B_GWh_Before Competition Groups_ECM MOTORS FOR EVAPORATOR FANS for refrigeration (WALK-IN)
Commercial | Com ¦ Condensing Unit Heaters or other Efficient Unit Heating System | 2019 | SC B | GWh | Before Competition Groups | 5.2732 | 0 | 0 | 711.4681 | 0.0074117 | 25 | Commercial_2019_SC B_GWh_Before Competition Groups_25 | Condensing Unit Heaters or other Efficient Unit Heating System | 0.7412% | 0 | 5.2732 | Commercial_2019_SC B_GWh_Before Competition Groups_Condensing Unit Heaters or other Efficient Unit Heating System
Commercial | Com ¦ Freezer Case Light Sensor | 2019 | SC B | GWh | Before Competition Groups | 4.4859 | 0 | 0 | 711.4681 | 0.0063051 | 26 | Commercial_2019_SC B_GWh_Before Competition Groups_26 | Freezer Case Light Sensor | 0.6305% | 0 | 4.4859 | Commercial_2019_SC B_GWh_Before Competition Groups_Freezer Case Light Sensor
Commercial | Com ¦ Evaporator Fan Controls | 2019 | SC B | GWh | Before Competition Groups | 4.3759 | 0 | 0 | 711.4681 | 0.0061505 | 27 | Commercial_2019_SC B_GWh_Before Competition Groups_27 | Evaporator Fan Controls | 0.6151% | 0 | 4.3759 | Commercial_2019_SC B_GWh_Before Competition Groups_Evaporator Fan Controls
Commercial | Com ¦ Demand Control Kitchen Ventilation | 2019 | SC B | GWh | Before Competition Groups | 3.1355 | 0 | 0 | 711.4681 | 0.0044071 | 28 | Commercial_2019_SC B_GWh_Before Competition Groups_28 | Demand Control Kitchen Ventilation | 0.4407% | 0 | 3.1355 | Commercial_2019_SC B_GWh_Before Competition Groups_Demand Control Kitchen Ventilation
Commercial | Com ¦ Refrigerated Display Case LED | 2019 | SC B | GWh | Before Competition Groups | 2.6434 | 0 | 0 | 711.4681 | 0.0037154 | 29 | Commercial_2019_SC B_GWh_Before Competition Groups_29 | Refrigerated Display Case LED | 0.3715% | 0 | 2.6434 | Commercial_2019_SC B_GWh_Before Competition Groups_Refrigerated Display Case LED
Commercial | Com ¦ ENERGY STAR Griddle (74% eff) | 2019 | SC B | GWh | Before Competition Groups | 2.0742 | 0 | 0 | 711.4681 | 0.0029154 | 30 | Commercial_2019_SC B_GWh_Before Competition Groups_30 | ENERGY STAR Griddle (74% eff) | 0.2915% | 0 | 2.0742 | Commercial_2019_SC B_GWh_Before Competition Groups_ENERGY STAR Griddle (74% eff)
Commercial | Com ¦ Unitary Air-Conditioning Unit | 2019 | SC B | GWh | Before Competition Groups | 1.7413 | 0 | 0 | 711.4681 | 0.0024475 | 31 | Commercial_2019_SC B_GWh_Before Competition Groups_31 | Unitary Air-Conditioning Unit | 0.2447% | 0 | 1.7413 | Commercial_2019_SC B_GWh_Before Competition Groups_Unitary Air-Conditioning Unit
Commercial | Com ¦ Temperature Adjustment in Commercial Freezers | 2019 | SC B | GWh | Before Competition Groups | 1.6747 | 0 | 0 | 711.4681 | 0.0023538 | 32 | Commercial_2019_SC B_GWh_Before Competition Groups_32 | Temperature Adjustment in Commercial Freezers | 0.2354% | 0 | 1.6747 | Commercial_2019_SC B_GWh_Before Competition Groups_Temperature Adjustment in Commercial Freezers
Commercial | Com ¦ Chilled Water Optimization | 2019 | SC B | GWh | Before Competition Groups | 1.5803 | 0 | 0 | 711.4681 | 0.0022212 | 33 | Commercial_2019_SC B_GWh_Before Competition Groups_33 | Chilled Water Optimization | 0.2221% | 0 | 1.5803 | Commercial_2019_SC B_GWh_Before Competition Groups_Chilled Water Optimization
Commercial | Com ¦ Occupancy Sensors | 2019 | SC B | GWh | Before Competition Groups | 1.4666 | 0 | 0 | 711.4681 | 0.0020614 | 34 | Commercial_2019_SC B_GWh_Before Competition Groups_34 | Occupancy Sensors | 0.2061% | 0 | 1.4666 | Commercial_2019_SC B_GWh_Before Competition Groups_Occupancy Sensors
Commercial | Com ¦ Elec Storage WH 2.30 Et | 2019 | SC B | GWh | Before Competition Groups | 1.3603 | 0 | 0 | 711.4681 | 0.001912 | 35 | Commercial_2019_SC B_GWh_Before Competition Groups_35 | Elec Storage WH 2.30 Et | 0.1912% | 0 | 1.3603 | Commercial_2019_SC B_GWh_Before Competition Groups_Elec Storage WH 2.30 Et
Commercial | Com ¦ CO Sensors for parking garage exhaust fans | 2019 | SC B | GWh | Before Competition Groups | 1.3509 | 0 | 0 | 711.4681 | 0.0018988 | 36 | Commercial_2019_SC B_GWh_Before Competition Groups_36 | CO Sensors for parking garage exhaust fans | 0.1899% | 0 | 1.3509 | Commercial_2019_SC B_GWh_Before Competition Groups_CO Sensors for parking garage exhaust fans
Commercial | Com ¦ Vertical Night Covers | 2019 | SC B | GWh | Before Competition Groups | 1.298 | 0 | 0 | 711.4681 | 0.0018244 | 37 | Commercial_2019_SC B_GWh_Before Competition Groups_37 | Vertical Night Covers | 0.1824% | 0 | 1.298 | Commercial_2019_SC B_GWh_Before Competition Groups_Vertical Night Covers
Commercial | Com ¦ Energy Efficient Laboratory Fume Hood | 2019 | SC B | GWh | Before Competition Groups | 1.1829 | 0 | 0 | 711.4681 | 0.0016626 | 38 | Commercial_2019_SC B_GWh_Before Competition Groups_38 | Energy Efficient Laboratory Fume Hood | 0.1663% | 0 | 1.1829 | Commercial_2019_SC B_GWh_Before Competition Groups_Energy Efficient Laboratory Fume Hood
Commercial | Com ¦ Duct Insulation, R8 | 2019 | SC B | GWh | Before Competition Groups | 1.1723 | 0 | 0 | 711.4681 | 0.0016477 | 39 | Commercial_2019_SC B_GWh_Before Competition Groups_39 | Duct Insulation, R8 | 0.1648% | 0 | 1.1723 | Commercial_2019_SC B_GWh_Before Competition Groups_Duct Insulation, R8
Commercial | Com ¦ Water Heating (DHW) Pipe Insulation (Add 3/4\ Foam)" | 2019 | SC B | GWh | Before Competition Groups | 1.1221 | 0 | 0 | 711.4681 | 0.0015772 | 40 | Commercial_2019_SC B_GWh_Before Competition Groups_40 | Water Heating (DHW) Pipe Insulation (Add 3/4\ Foam)" | 0.1577% | 0 | 1.1221 | Commercial_2019_SC B_GWh_Before Competition Groups_Water Heating (DHW) Pipe Insulation (Add 3/4\ Foam)"
Commercial | Com ¦ Outside Air Economizer | 2019 | SC B | GWh | Before Competition Groups | 1.0416 | 0 | 0 | 711.4681 | 0.001464 | 41 | Commercial_2019_SC B_GWh_Before Competition Groups_41 | Outside Air Economizer | 0.1464% | 0 | 1.0416 | Commercial_2019_SC B_GWh_Before Competition Groups_Outside Air Economizer
Commercial | Com ¦ BEVERAGE VENDING MACHINE CONTROLS | 2019 | SC B | GWh | Before Competition Groups | 1.027 | 0 | 0 | 711.4681 | 0.0014436 | 42 | Commercial_2019_SC B_GWh_Before Competition Groups_42 | BEVERAGE VENDING MACHINE CONTROLS | 0.1444% | 0 | 1.027 | Commercial_2019_SC B_GWh_Before Competition Groups_BEVERAGE VENDING MACHINE CONTROLS
Commercial | Com ¦ ENERGY STAR Fryer (84% eff) | 2019 | SC B | GWh | Before Competition Groups | 0.73357 | 0 | 0 | 711.4681 | 0.0010311 | 43 | Commercial_2019_SC B_GWh_Before Competition Groups_43 | ENERGY STAR Fryer (84% eff) | 0.1031% | 0 | 0.73357 | Commercial_2019_SC B_GWh_Before Competition Groups_ENERGY STAR Fryer (84% eff)
Commercial | Com ¦ Suction Pipe Insulation Freezer/Refrigerator | 2019 | SC B | GWh | Before Competition Groups | 0.71037 | 0 | 0 | 711.4681 | 0.00099846 | 44 | Commercial_2019_SC B_GWh_Before Competition Groups_44 | Suction Pipe Insulation Freezer/Refrigerator | 0.09985% | 0 | 0.71037 | Commercial_2019_SC B_GWh_Before Competition Groups_Suction Pipe Insulation Freezer/Refrigerator
Commercial | Com ¦ Thermostat Setback | 2019 | SC B | GWh | Before Competition Groups | 0.43968 | 0 | 0 | 711.4681 | 0.00061799 | 45 | Commercial_2019_SC B_GWh_Before Competition Groups_45 | Thermostat Setback | 0.0618% | 0 | 0.43968 | Commercial_2019_SC B_GWh_Before Competition Groups_Thermostat Setback
Commercial | Com ¦ ENERGY STAR Dishwasher | 2019 | SC B | GWh | Before Competition Groups | 0.37462 | 0 | 0 | 711.4681 | 0.00052655 | 46 | Commercial_2019_SC B_GWh_Before Competition Groups_46 | ENERGY STAR Dishwasher | 0.05265% | 0 | 0.37462 | Commercial_2019_SC B_GWh_Before Competition Groups_ENERGY STAR Dishwasher
Commercial | Com ¦ ENERGY STAR Steam Cookers | 2019 | SC B | GWh | Before Competition Groups | 0.34971 | 0 | 0 | 711.4681 | 0.00049153 | 47 | Commercial_2019_SC B_GWh_Before Competition Groups_47 | ENERGY STAR Steam Cookers | 0.04915% | 0 | 0.34971 | Commercial_2019_SC B_GWh_Before Competition Groups_ENERGY STAR Steam Cookers
Commercial | Com ¦ Water Source Heat Pump (4 ton) | 2019 | SC B | GWh | Before Competition Groups | 0.32271 | 0 | 0 | 711.4681 | 0.00045358 | 48 | Commercial_2019_SC B_GWh_Before Competition Groups_48 | Water Source Heat Pump (4 ton) | 0.04536% | 0 | 0.32271 | Commercial_2019_SC B_GWh_Before Competition Groups_Water Source Heat Pump (4 ton)
Commercial | Com ¦ Ozone Laundry Treatment | 2019 | SC B | GWh | Before Competition Groups | 0.31063 | 0 | 0 | 711.4681 | 0.00043661 | 49 | Commercial_2019_SC B_GWh_Before Competition Groups_49 | Ozone Laundry Treatment | 0.04366% | 0 | 0.31063 | Commercial_2019_SC B_GWh_Before Competition Groups_Ozone Laundry Treatment
Commercial | Com ¦ Demand controlled Circulating Systems | 2019 | SC B | GWh | Before Competition Groups | 0.2439 | 0 | 0 | 711.4681 | 0.00034281 | 50 | Commercial_2019_SC B_GWh_Before Competition Groups_50 | Demand controlled Circulating Systems | 0.03428% | 0 | 0.2439 | Commercial_2019_SC B_GWh_Before Competition Groups_Demand controlled Circulating Systems
Commercial | Com ¦ ECM MOTORS FOR HVAC APPLICATION (FAN-POWERED VAV BOX) | 2019 | SC B | GWh | Before Competition Groups | 0.13798 | 0 | 0 | 711.4681 | 0.00019394 | 51 | Commercial_2019_SC B_GWh_Before Competition Groups_51 | ECM MOTORS FOR HVAC APPLICATION (FAN-POWERED VAV BOX) | 0.01939% | 0 | 0.13798 | Commercial_2019_SC B_GWh_Before Competition Groups_ECM MOTORS FOR HVAC APPLICATION (FAN-POWERED VAV BOX)
Commercial | Com ¦ CEE Tier 2/Energy Star Clothes Washers | 2019 | SC B | GWh | Before Competition Groups | 0.06745 | 0 | 0 | 711.4681 | 9.4803e-05 | 52 | Commercial_2019_SC B_GWh_Before Competition Groups_52 | CEE Tier 2/Energy Star Clothes Washers | 0.00948% | 0 | 0.06745 | Commercial_2019_SC B_GWh_Before Competition Groups_CEE Tier 2/Energy Star Clothes Washers
Commercial | Com ¦ Auto Off Time Switch or Time Clock control | 2019 | SC B | GWh | Before Competition Groups | 0.06034 | 0 | 0 | 711.4681 | 8.4811e-05 | 53 | Commercial_2019_SC B_GWh_Before Competition Groups_53 | Auto Off Time Switch or Time Clock control | 0.008481% | 0 | 0.06034 | Commercial_2019_SC B_GWh_Before Competition Groups_Auto Off Time Switch or Time Clock control
Commercial | Com ¦ HVAC Optimization | 2019 | SC B | GWh | Before Competition Groups | 0.042959 | 0 | 0 | 711.4681 | 6.0381e-05 | 54 | Commercial_2019_SC B_GWh_Before Competition Groups_54 | HVAC Optimization | 0.006038% | 0 | 0.042959 | Commercial_2019_SC B_GWh_Before Competition Groups_HVAC Optimization
Commercial | Com ¦ Low Flow Pre-Rinse Spray Nozzle | 2019 | SC B | GWh | Before Competition Groups | 0.03981 | 0 | 0 | 711.4681 | 5.5955e-05 | 55 | Commercial_2019_SC B_GWh_Before Competition Groups_55 | Low Flow Pre-Rinse Spray Nozzle | 0.005595% | 0 | 0.03981 | Commercial_2019_SC B_GWh_Before Competition Groups_Low Flow Pre-Rinse Spray Nozzle
Commercial | COM ¦ Ductless Mini-Split Heat Pumps | 2019 | SC B | GWh | Before Competition Groups | 0.019461 | 0 | 0 | 711.4681 | 2.7353e-05 | 56 | Commercial_2019_SC B_GWh_Before Competition Groups_56 | Ductless Mini-Split Heat Pumps | 0.002735% | 0 | 0.019461 | Commercial_2019_SC B_GWh_Before Competition Groups_Ductless Mini-Split Heat Pumps
Commercial | Com ¦ Wall Insulation | 2019 | SC B | GWh | Before Competition Groups | 0.010327 | 0 | 0 | 711.4681 | 1.4515e-05 | 57 | Commercial_2019_SC B_GWh_Before Competition Groups_57 | Wall Insulation | 0.001452% | 0 | 0.010327 | Commercial_2019_SC B_GWh_Before Competition Groups_Wall Insulation
Commercial | Com ¦ Commercial Hot Food Holding Cabinets | 2019 | SC B | GWh | Before Competition Groups | 0.0085531 | 0 | 0 | 711.4681 | 1.2022e-05 | 58 | Commercial_2019_SC B_GWh_Before Competition Groups_58 | Commercial Hot Food Holding Cabinets | 0.001202% | 0 | 0.0085531 | Commercial_2019_SC B_GWh_Before Competition Groups_Commercial Hot Food Holding Cabinets
Commercial | Com ¦ Air Curtains | 2019 | SC B | GWh | Before Competition Groups | 0.0027035 | 0 | 0 | 711.4681 | 3.7999e-06 | 59 | Commercial_2019_SC B_GWh_Before Competition Groups_59 | Air Curtains | 0.00038% | 0 | 0.0027035 | Commercial_2019_SC B_GWh_Before Competition Groups_Air Curtains
Commercial | Com ¦ Energy Recovery Ventilation and Ventilation (Enhanced) | 2019 | SC B | GWh | Before Competition Groups | 0.0021848 | 0 | 0 | 711.4681 | 3.0708e-06 | 60 | Commercial_2019_SC B_GWh_Before Competition Groups_60 | Energy Recovery Ventilation and Ventilation (Enhanced) | 0.0003071% | 0 | 0.0021848 | Commercial_2019_SC B_GWh_Before Competition Groups_Energy Recovery Ventilation and Ventilation (Enhanced)
Commercial | Com ¦ High Efficiency Chiller (avg of water and air cooled) | 2019 | SC B | GWh | Before Competition Groups | 0.0021118 | 0 | 0 | 711.4681 | 2.9682e-06 | 61 | Commercial_2019_SC B_GWh_Before Competition Groups_61 | High Efficiency Chiller (avg of water and air cooled) | 0.0002968% | 0 | 0.0021118 | Commercial_2019_SC B_GWh_Before Competition Groups_High Efficiency Chiller (avg of water and air cooled)
Commercial | Com ¦ VSD Air Compressor | 2019 | SC B | GWh | Before Competition Groups | 0.0015374 | 0 | 0 | 711.4681 | 2.1609e-06 | 62 | Commercial_2019_SC B_GWh_Before Competition Groups_62 | VSD Air Compressor | 0.0002161% | 0 | 0.0015374 | Commercial_2019_SC B_GWh_Before Competition Groups_VSD Air Compressor
Commercial | Com ¦ EC Plug Fan for Data Center (under cabinet) | 2019 | SC B | GWh | Before Competition Groups | 0.00054012 | 0 | 0 | 711.4681 | 7.5916e-07 | 63 | Commercial_2019_SC B_GWh_Before Competition Groups_63 | EC Plug Fan for Data Center (under cabinet) | 7.592e-05% | 0 | 0.00054012 | Commercial_2019_SC B_GWh_Before Competition Groups_EC Plug Fan for Data Center (under cabinet)
Commercial | Com ¦ Electric Convection Combination Ovens | 2019 | SC B | GWh | Before Competition Groups | 0.00020375 | 0 | 0 | 711.4681 | 2.8638e-07 | 64 | Commercial_2019_SC B_GWh_Before Competition Groups_64 | Electric Convection Combination Ovens | 2.864e-05% | 0 | 0.00020375 | Commercial_2019_SC B_GWh_Before Competition Groups_Electric Convection Combination Ovens
Commercial | Com ¦ LLLC - Low Impact Application | 2019 | SC B | GWh | Before Competition Groups | 3.21e-19 | 0 | 0 | 711.4681 | 4.5119e-22 | 65 | Commercial_2019_SC B_GWh_Before Competition Groups_65 | LLLC - Low Impact Application | 4.512e-20% | 0 | 3.21e-19 | Commercial_2019_SC B_GWh_Before Competition Groups_LLLC - Low Impact Application
Commercial | Com ¦ LLLC - High Impact Application | 2019 | SC B | GWh | Before Competition Groups | 1.065e-19 | 0 | 0 | 711.4681 | 1.4969e-22 | 66 | Commercial_2019_SC B_GWh_Before Competition Groups_66 | LLLC - High Impact Application | 1.497e-20% | 0 | 1.065e-19 | Commercial_2019_SC B_GWh_Before Competition Groups_LLLC - High Impact Application
Commercial | Com ¦ High Efficiency Small Instantaneous Water Heater | 2019 | SC B | GWh | Before Competition Groups | 3.4712e-34 | 0 | 0 | 711.4681 | 4.8789e-37 | 67 | Commercial_2019_SC B_GWh_Before Competition Groups_67 | High Efficiency Small Instantaneous Water Heater | 4.879e-35% | 0 | 3.4712e-34 | Commercial_2019_SC B_GWh_Before Competition Groups_High Efficiency Small Instantaneous Water Heater
Commercial | Com ¦ Condensing Make Up Air Unit | 2019 | SC B | GWh | Before Competition Groups | 0 | 0 | 0 | 711.4681 | 0 | 68 | Commercial_2019_SC B_GWh_Before Competition Groups_68 | Condensing Make Up Air Unit | 0% | 0 | 0 | Commercial_2019_SC B_GWh_Before Competition Groups_Condensing Make Up Air Unit
Commercial | Com ¦ Door Gasket Freezer/Refrigerator | 2019 | SC B | GWh | Before Competition Groups | 0 | 0 | 0 | 711.4681 | 0 | 69 | Commercial_2019_SC B_GWh_Before Competition Groups_69 | Door Gasket Freezer/Refrigerator | 0% | 0 | 0 | Commercial_2019_SC B_GWh_Before Competition Groups_Door Gasket Freezer/Refrigerator
Commercial | Com ¦ Efficient compressor motor | 2019 | SC B | GWh | Before Competition Groups | 0 | 0 | 0 | 711.4681 | 0 | 70 | Commercial_2019_SC B_GWh_Before Competition Groups_70 | Efficient compressor motor | 0% | 0 | 0 | Commercial_2019_SC B_GWh_Before Competition Groups_Efficient compressor motor
Commercial | Com ¦ Indoor Daylight Sensors/Photocell Dimming Control | 2019 | SC B | GWh | Before Competition Groups | 0 | 0 | 0 | 711.4681 | 0 | 71 | Commercial_2019_SC B_GWh_Before Competition Groups_71 | Indoor Daylight Sensors/Photocell Dimming Control | 0% | 0 | 0 | Commercial_2019_SC B_GWh_Before Competition Groups_Indoor Daylight Sensors/Photocell Dimming Control
Commercial | Com ¦ LED RECESSED DOWNLIGHTS | 2019 | SC B | GWh | Before Competition Groups | 0 | 0 | 0 | 711.4681 | 0 | 72 | Commercial_2019_SC B_GWh_Before Competition Groups_72 | LED RECESSED DOWNLIGHTS | 0% | 0 | 0 | Commercial_2019_SC B_GWh_Before Competition Groups_LED RECESSED DOWNLIGHTS
Commercial | Com ¦ Networked/Connected - High Impact Application | 2019 | SC B | GWh | Before Competition Groups | 0 | 0 | 0 | 711.4681 | 0 | 73 | Commercial_2019_SC B_GWh_Before Competition Groups_73 | Networked/Connected - High Impact Application | 0% | 0 | 0 | Commercial_2019_SC B_GWh_Before Competition Groups_Networked/Connected - High Impact Application
Commercial | Com ¦ Networked/Connected - Low Impact Application | 2019 | SC B | GWh | Before Competition Groups | 0 | 0 | 0 | 711.4681 | 0 | 74 | Commercial_2019_SC B_GWh_Before Competition Groups_74 | Networked/Connected - Low Impact Application | 0% | 0 | 0 | Commercial_2019_SC B_GWh_Before Competition Groups_Networked/Connected - Low Impact Application
Commercial | Com ¦ Notched V belts for HVAC Systems | 2019 | SC B | GWh | Before Competition Groups | 0 | 0 | 0 | 711.4681 | 0 | 75 | Commercial_2019_SC B_GWh_Before Competition Groups_75 | Notched V belts for HVAC Systems | 0% | 0 | 0 | Commercial_2019_SC B_GWh_Before Competition Groups_Notched V belts for HVAC Systems
Commercial | Com ¦ PTAC (12 EER/10,000 BTU) | 2019 | SC B | GWh | Before Competition Groups | 0 | 0 | 0 | 711.4681 | 0 | 76 | Commercial_2019_SC B_GWh_Before Competition Groups_76 | PTAC (12 EER/10,000 BTU) | 0% | 0 | 0 | Commercial_2019_SC B_GWh_Before Competition Groups_PTAC (12 EER/10,000 BTU)
Commercial | Com ¦ Refrigerated Display Case Doors | 2019 | SC B | GWh | Before Competition Groups | 0 | 0 | 0 | 711.4681 | 0 | 77 | Commercial_2019_SC B_GWh_Before Competition Groups_77 | Refrigerated Display Case Doors | 0% | 0 | 0 | Commercial_2019_SC B_GWh_Before Competition Groups_Refrigerated Display Case Doors
Commercial | Com ¦ Room AC (w/ louvered sides) 14 SEER from 12 SEER code | 2019 | SC B | GWh | Before Competition Groups | 0 | 0 | 0 | 711.4681 | 0 | 78 | Commercial_2019_SC B_GWh_Before Competition Groups_78 | Room AC (w/ louvered sides) 14 SEER from 12 SEER code | 0% | 0 | 0 | Commercial_2019_SC B_GWh_Before Competition Groups_Room AC (w/ louvered sides) 14 SEER from 12 SEER code
Commercial | Com ¦ Solar Water Preheat (Pools/DHW) | 2019 | SC B | GWh | Before Competition Groups | 0 | 0 | 0 | 711.4681 | 0 | 79 | Commercial_2019_SC B_GWh_Before Competition Groups_79 | Solar Water Preheat (Pools/DHW) | 0% | 0 | 0 | Commercial_2019_SC B_GWh_Before Competition Groups_Solar Water Preheat (Pools/DHW)
Commercial | Com ¦ Variable Refrigerant Flow Heat Pump | 2019 | SC B | GWh | Before Competition Groups | 0 | 0 | 0 | 711.4681 | 0 | 80 | Commercial_2019_SC B_GWh_Before Competition Groups_80 | Variable Refrigerant Flow Heat Pump | 0% | 0 | 0 | Commercial_2019_SC B_GWh_Before Competition Groups_Variable Refrigerant Flow Heat Pump
Commercial | Com ¦ ENERGY STAR LED LAMPS (REFLECTOR LAMPs/MR16/PAR 16) | 2019 | SC C | GWh | Before Competition Groups | 119.634 | 0 | 0 | 592.9686 | 0.20175 | 1 | Commercial_2019_SC C_GWh_Before Competition Groups_1 | ENERGY STAR LED LAMPS (REFLECTOR LAMPs/MR16/PAR 16) | 20.18% | 0 | 119.634 | Commercial_2019_SC C_GWh_Before Competition Groups_ENERGY STAR LED LAMPS (REFLECTOR LAMPs/MR16/PAR 16)
Commercial | Com ¦ LED parking lot fixture | 2019 | SC C | GWh | Before Competition Groups | 70.0954 | 0 | 0 | 592.9686 | 0.11821 | 2 | Commercial_2019_SC C_GWh_Before Competition Groups_2 | LED parking lot fixture | 11.82% | 0 | 70.0954 | Commercial_2019_SC C_GWh_Before Competition Groups_LED parking lot fixture
Commercial | Com ¦ LED EXTERIOR AREA LIGHTS - LED fixture (200W) | 2019 | SC C | GWh | Before Competition Groups | 67.2928 | 0 | 0 | 592.9686 | 0.11348 | 3 | Commercial_2019_SC C_GWh_Before Competition Groups_3 | LED EXTERIOR AREA LIGHTS - LED fixture (200W) | 11.35% | 0 | 67.2928 | Commercial_2019_SC C_GWh_Before Competition Groups_LED EXTERIOR AREA LIGHTS - LED fixture (200W)
Commercial | Com ¦ LED Replacement Lamp (Tube) | 2019 | SC C | GWh | Before Competition Groups | 45.1725 | 0 | 0 | 592.9686 | 0.07618 | 4 | Commercial_2019_SC C_GWh_Before Competition Groups_4 | LED Replacement Lamp (Tube) | 7.618% | 0 | 45.1725 | Commercial_2019_SC C_GWh_Before Competition Groups_LED Replacement Lamp (Tube)
Commercial | Com ¦ LED street light fixture | 2019 | SC C | GWh | Before Competition Groups | 36.0004 | 0 | 0 | 592.9686 | 0.060712 | 5 | Commercial_2019_SC C_GWh_Before Competition Groups_5 | LED street light fixture | 6.071% | 0 | 36.0004 | Commercial_2019_SC C_GWh_Before Competition Groups_LED street light fixture
Commercial | Com ¦ ENERGY STAR LED LAMPS (General Service Lamps) | 2019 | SC C | GWh | Before Competition Groups | 32.0345 | 0 | 0 | 592.9686 | 0.054024 | 6 | Commercial_2019_SC C_GWh_Before Competition Groups_6 | ENERGY STAR LED LAMPS (General Service Lamps) | 5.402% | 0 | 32.0345 | Commercial_2019_SC C_GWh_Before Competition Groups_ENERGY STAR LED LAMPS (General Service Lamps)
Commercial | Com ¦ Data Center Storage/Server Virtualization | 2019 | SC C | GWh | Before Competition Groups | 27.3576 | 0 | 0 | 592.9686 | 0.046137 | 7 | Commercial_2019_SC C_GWh_Before Competition Groups_7 | Data Center Storage/Server Virtualization | 4.614% | 0 | 27.3576 | Commercial_2019_SC C_GWh_Before Competition Groups_Data Center Storage/Server Virtualization
Commercial | Com ¦ LED Low/High Bay | 2019 | SC C | GWh | Before Competition Groups | 25.8872 | 0 | 0 | 592.9686 | 0.043657 | 8 | Commercial_2019_SC C_GWh_Before Competition Groups_8 | LED Low/High Bay | 4.366% | 0 | 25.8872 | Commercial_2019_SC C_GWh_Before Competition Groups_LED Low/High Bay
Commercial | Com ¦ Building Recommissioning, Operations and Maintenance (O&M) Improvements | 2019 | SC C | GWh | Before Competition Groups | 22.0832 | 0 | 0 | 592.9686 | 0.037242 | 9 | Commercial_2019_SC C_GWh_Before Competition Groups_9 | Building Recommissioning, Operations and Maintenance (O&M) Improvements | 3.724% | 0 | 22.0832 | Commercial_2019_SC C_GWh_Before Competition Groups_Building Recommissioning, Operations and Maintenance (O&M) Improvements
Commercial | Com ¦ LED or Equivalent Sign Lighting | 2019 | SC C | GWh | Before Competition Groups | 16.3424 | 0 | 0 | 592.9686 | 0.02756 | 10 | Commercial_2019_SC C_GWh_Before Competition Groups_10 | LED or Equivalent Sign Lighting | 2.756% | 0 | 16.3424 | Commercial_2019_SC C_GWh_Before Competition Groups_LED or Equivalent Sign Lighting
Commercial | Com ¦ LED Troffer/Surface/Suspended | 2019 | SC C | GWh | Before Competition Groups | 14.5446 | 0 | 0 | 592.9686 | 0.024529 | 11 | Commercial_2019_SC C_GWh_Before Competition Groups_11 | LED Troffer/Surface/Suspended | 2.453% | 0 | 14.5446 | Commercial_2019_SC C_GWh_Before Competition Groups_LED Troffer/Surface/Suspended
Commercial | Com ¦ Reach-in Shaded Pole to ECM/PSC Evaporator Fan Motor | 2019 | SC C | GWh | Before Competition Groups | 14.4679 | 0 | 0 | 592.9686 | 0.024399 | 12 | Commercial_2019_SC C_GWh_Before Competition Groups_12 | Reach-in Shaded Pole to ECM/PSC Evaporator Fan Motor | 2.44% | 0 | 14.4679 | Commercial_2019_SC C_GWh_Before Competition Groups_Reach-in Shaded Pole to ECM/PSC Evaporator Fan Motor
Commercial | Com ¦ High Efficiency Air Source Heat Pump | 2019 | SC C | GWh | Before Competition Groups | 14.3652 | 0 | 0 | 592.9686 | 0.024226 | 13 | Commercial_2019_SC C_GWh_Before Competition Groups_13 | High Efficiency Air Source Heat Pump | 2.423% | 0 | 14.3652 | Commercial_2019_SC C_GWh_Before Competition Groups_High Efficiency Air Source Heat Pump
Commercial | Com ¦ Furnace Tune-Up | 2019 | SC C | GWh | Before Competition Groups | 13.3843 | 0 | 0 | 592.9686 | 0.022572 | 14 | Commercial_2019_SC C_GWh_Before Competition Groups_14 | Furnace Tune-Up | 2.257% | 0 | 13.3843 | Commercial_2019_SC C_GWh_Before Competition Groups_Furnace Tune-Up
Commercial | Com ¦ Education and Capacity Building/Energy Behavior | 2019 | SC C | GWh | Before Competition Groups | 8.5166 | 0 | 0 | 592.9686 | 0.014363 | 15 | Commercial_2019_SC C_GWh_Before Competition Groups_15 | Education and Capacity Building/Energy Behavior | 1.436% | 0 | 8.5166 | Commercial_2019_SC C_GWh_Before Competition Groups_Education and Capacity Building/Energy Behavior
Commercial | Com ¦ Strip Curtains | 2019 | SC C | GWh | Before Competition Groups | 8.1379 | 0 | 0 | 592.9686 | 0.013724 | 16 | Commercial_2019_SC C_GWh_Before Competition Groups_16 | Strip Curtains | 1.372% | 0 | 8.1379 | Commercial_2019_SC C_GWh_Before Competition Groups_Strip Curtains
Commercial | Com ¦ Advanced BAS/Controllers | 2019 | SC C | GWh | Before Competition Groups | 6.3768 | 0 | 0 | 592.9686 | 0.010754 | 17 | Commercial_2019_SC C_GWh_Before Competition Groups_17 | Advanced BAS/Controllers | 1.075% | 0 | 6.3768 | Commercial_2019_SC C_GWh_Before Competition Groups_Advanced BAS/Controllers
Commercial | Com ¦ Centrally controlled desktop PC/NETWORK PC POWER MANAGEMENT SOFTWARE | 2019 | SC C | GWh | Before Competition Groups | 4.7593 | 0 | 0 | 592.9686 | 0.0080263 | 18 | Commercial_2019_SC C_GWh_Before Competition Groups_18 | Centrally controlled desktop PC/NETWORK PC POWER MANAGEMENT SOFTWARE | 0.8026% | 0 | 4.7593 | Commercial_2019_SC C_GWh_Before Competition Groups_Centrally controlled desktop PC/NETWORK PC POWER MANAGEMENT SOFTWARE
Commercial | Com ¦ Demand Control Ventilation | 2019 | SC C | GWh | Before Competition Groups | 4.5081 | 0 | 0 | 592.9686 | 0.0076027 | 19 | Commercial_2019_SC C_GWh_Before Competition Groups_19 | Demand Control Ventilation | 0.7603% | 0 | 4.5081 | Commercial_2019_SC C_GWh_Before Competition Groups_Demand Control Ventilation
Commercial | Com ¦ Variable Frequency Drive (VFD) | 2019 | SC C | GWh | Before Competition Groups | 4.4544 | 0 | 0 | 592.9686 | 0.007512 | 20 | Commercial_2019_SC C_GWh_Before Competition Groups_20 | Variable Frequency Drive (VFD) | 0.7512% | 0 | 4.4544 | Commercial_2019_SC C_GWh_Before Competition Groups_Variable Frequency Drive (VFD)
Commercial | Com ¦ VFD on Pumps | 2019 | SC C | GWh | Before Competition Groups | 4.1615 | 0 | 0 | 592.9686 | 0.007018 | 21 | Commercial_2019_SC C_GWh_Before Competition Groups_21 | VFD on Pumps | 0.7018% | 0 | 4.1615 | Commercial_2019_SC C_GWh_Before Competition Groups_VFD on Pumps
Commercial | Com ¦ Adaptive Thermostats | 2019 | SC C | GWh | Before Competition Groups | 3.9276 | 0 | 0 | 592.9686 | 0.0066237 | 22 | Commercial_2019_SC C_GWh_Before Competition Groups_22 | Adaptive Thermostats | 0.6624% | 0 | 3.9276 | Commercial_2019_SC C_GWh_Before Competition Groups_Adaptive Thermostats
Commercial | Com ¦ Refrigerated Display Case LED | 2019 | SC C | GWh | Before Competition Groups | 2.6375 | 0 | 0 | 592.9686 | 0.0044479 | 23 | Commercial_2019_SC C_GWh_Before Competition Groups_23 | Refrigerated Display Case LED | 0.4448% | 0 | 2.6375 | Commercial_2019_SC C_GWh_Before Competition Groups_Refrigerated Display Case LED
Commercial | Com ¦ Air Handler with Dedicated Outdoor Air Systems | 2019 | SC C | GWh | Before Competition Groups | 2.5929 | 0 | 0 | 592.9686 | 0.0043728 | 24 | Commercial_2019_SC C_GWh_Before Competition Groups_24 | Air Handler with Dedicated Outdoor Air Systems | 0.4373% | 0 | 2.5929 | Commercial_2019_SC C_GWh_Before Competition Groups_Air Handler with Dedicated Outdoor Air Systems
Commercial | Com ¦ ECM MOTORS FOR EVAPORATOR FANS for refrigeration (WALK-IN) | 2019 | SC C | GWh | Before Competition Groups | 2.085 | 0 | 0 | 592.9686 | 0.0035162 | 25 | Commercial_2019_SC C_GWh_Before Competition Groups_25 | ECM MOTORS FOR EVAPORATOR FANS for refrigeration (WALK-IN) | 0.3516% | 0 | 2.085 | Commercial_2019_SC C_GWh_Before Competition Groups_ECM MOTORS FOR EVAPORATOR FANS for refrigeration (WALK-IN)
Commercial | Com ¦ ENERGY STAR Griddle (74% eff) | 2019 | SC C | GWh | Before Competition Groups | 2.0742 | 0 | 0 | 592.9686 | 0.003498 | 26 | Commercial_2019_SC C_GWh_Before Competition Groups_26 | ENERGY STAR Griddle (74% eff) | 0.3498% | 0 | 2.0742 | Commercial_2019_SC C_GWh_Before Competition Groups_ENERGY STAR Griddle (74% eff)
Commercial | Com ¦ Condensing Unit Heaters or other Efficient Unit Heating System | 2019 | SC C | GWh | Before Competition Groups | 2.0134 | 0 | 0 | 592.9686 | 0.0033955 | 27 | Commercial_2019_SC C_GWh_Before Competition Groups_27 | Condensing Unit Heaters or other Efficient Unit Heating System | 0.3395% | 0 | 2.0134 | Commercial_2019_SC C_GWh_Before Competition Groups_Condensing Unit Heaters or other Efficient Unit Heating System
Commercial | Com ¦ Unitary Air-Conditioning Unit | 2019 | SC C | GWh | Before Competition Groups | 1.7414 | 0 | 0 | 592.9686 | 0.0029368 | 28 | Commercial_2019_SC C_GWh_Before Competition Groups_28 | Unitary Air-Conditioning Unit | 0.2937% | 0 | 1.7414 | Commercial_2019_SC C_GWh_Before Competition Groups_Unitary Air-Conditioning Unit
Commercial | Com ¦ Freezer Case Light Sensor | 2019 | SC C | GWh | Before Competition Groups | 1.7128 | 0 | 0 | 592.9686 | 0.0028886 | 29 | Commercial_2019_SC C_GWh_Before Competition Groups_29 | Freezer Case Light Sensor | 0.2889% | 0 | 1.7128 | Commercial_2019_SC C_GWh_Before Competition Groups_Freezer Case Light Sensor
Commercial | Com ¦ Evaporator Fan Controls | 2019 | SC C | GWh | Before Competition Groups | 1.6708 | 0 | 0 | 592.9686 | 0.0028177 | 30 | Commercial_2019_SC C_GWh_Before Competition Groups_30 | Evaporator Fan Controls | 0.2818% | 0 | 1.6708 | Commercial_2019_SC C_GWh_Before Competition Groups_Evaporator Fan Controls
Commercial | Com ¦ Chilled Water Optimization | 2019 | SC C | GWh | Before Competition Groups | 1.5803 | 0 | 0 | 592.9686 | 0.0026651 | 31 | Commercial_2019_SC C_GWh_Before Competition Groups_31 | Chilled Water Optimization | 0.2665% | 0 | 1.5803 | Commercial_2019_SC C_GWh_Before Competition Groups_Chilled Water Optimization
Commercial | Com ¦ Demand Control Kitchen Ventilation | 2019 | SC C | GWh | Before Competition Groups | 1.5676 | 0 | 0 | 592.9686 | 0.0026436 | 32 | Commercial_2019_SC C_GWh_Before Competition Groups_32 | Demand Control Kitchen Ventilation | 0.2644% | 0 | 1.5676 | Commercial_2019_SC C_GWh_Before Competition Groups_Demand Control Kitchen Ventilation
Commercial | Com ¦ Occupancy Sensors | 2019 | SC C | GWh | Before Competition Groups | 1.4666 | 0 | 0 | 592.9686 | 0.0024734 | 33 | Commercial_2019_SC C_GWh_Before Competition Groups_33 | Occupancy Sensors | 0.2473% | 0 | 1.4666 | Commercial_2019_SC C_GWh_Before Competition Groups_Occupancy Sensors
Commercial | Com ¦ ENERGY STAR Fryer (84% eff) | 2019 | SC C | GWh | Before Competition Groups | 0.73358 | 0 | 0 | 592.9686 | 0.0012371 | 34 | Commercial_2019_SC C_GWh_Before Competition Groups_34 | ENERGY STAR Fryer (84% eff) | 0.1237% | 0 | 0.73358 | Commercial_2019_SC C_GWh_Before Competition Groups_ENERGY STAR Fryer (84% eff)
Commercial | Com ¦ Temperature Adjustment in Commercial Freezers | 2019 | SC C | GWh | Before Competition Groups | 0.63943 | 0 | 0 | 592.9686 | 0.0010783 | 35 | Commercial_2019_SC C_GWh_Before Competition Groups_35 | Temperature Adjustment in Commercial Freezers | 0.1078% | 0 | 0.63943 | Commercial_2019_SC C_GWh_Before Competition Groups_Temperature Adjustment in Commercial Freezers
Commercial | Com ¦ Elec Storage WH 2.30 Et | 2019 | SC C | GWh | Before Competition Groups | 0.59493 | 0 | 0 | 592.9686 | 0.0010033 | 36 | Commercial_2019_SC C_GWh_Before Competition Groups_36 | Elec Storage WH 2.30 Et | 0.1003% | 0 | 0.59493 | Commercial_2019_SC C_GWh_Before Competition Groups_Elec Storage WH 2.30 Et
Commercial | Com ¦ Outside Air Economizer | 2019 | SC C | GWh | Before Competition Groups | 0.58751 | 0 | 0 | 592.9686 | 0.0009908 | 37 | Commercial_2019_SC C_GWh_Before Competition Groups_37 | Outside Air Economizer | 0.09908% | 0 | 0.58751 | Commercial_2019_SC C_GWh_Before Competition Groups_Outside Air Economizer
Commercial | Com ¦ CO Sensors for parking garage exhaust fans | 2019 | SC C | GWh | Before Competition Groups | 0.57462 | 0 | 0 | 592.9686 | 0.00096906 | 38 | Commercial_2019_SC C_GWh_Before Competition Groups_38 | CO Sensors for parking garage exhaust fans | 0.09691% | 0 | 0.57462 | Commercial_2019_SC C_GWh_Before Competition Groups_CO Sensors for parking garage exhaust fans
Commercial | Com ¦ LLLC - High Impact Application | 2019 | SC C | GWh | Before Competition Groups | 0.53418 | 0 | 0 | 592.9686 | 0.00090086 | 39 | Commercial_2019_SC C_GWh_Before Competition Groups_39 | LLLC - High Impact Application | 0.09009% | 0 | 0.53418 | Commercial_2019_SC C_GWh_Before Competition Groups_LLLC - High Impact Application
Commercial | Com ¦ Vertical Night Covers | 2019 | SC C | GWh | Before Competition Groups | 0.49562 | 0 | 0 | 592.9686 | 0.00083582 | 40 | Commercial_2019_SC C_GWh_Before Competition Groups_40 | Vertical Night Covers | 0.08358% | 0 | 0.49562 | Commercial_2019_SC C_GWh_Before Competition Groups_Vertical Night Covers
Commercial | Com ¦ Energy Efficient Laboratory Fume Hood | 2019 | SC C | GWh | Before Competition Groups | 0.45165 | 0 | 0 | 592.9686 | 0.00076167 | 41 | Commercial_2019_SC C_GWh_Before Competition Groups_41 | Energy Efficient Laboratory Fume Hood | 0.07617% | 0 | 0.45165 | Commercial_2019_SC C_GWh_Before Competition Groups_Energy Efficient Laboratory Fume Hood
Commercial | Com ¦ Duct Insulation, R8 | 2019 | SC C | GWh | Before Competition Groups | 0.44742 | 0 | 0 | 592.9686 | 0.00075454 | 42 | Commercial_2019_SC C_GWh_Before Competition Groups_42 | Duct Insulation, R8 | 0.07545% | 0 | 0.44742 | Commercial_2019_SC C_GWh_Before Competition Groups_Duct Insulation, R8
Commercial | Com ¦ Thermostat Setback | 2019 | SC C | GWh | Before Competition Groups | 0.43968 | 0 | 0 | 592.9686 | 0.00074149 | 43 | Commercial_2019_SC C_GWh_Before Competition Groups_43 | Thermostat Setback | 0.07415% | 0 | 0.43968 | Commercial_2019_SC C_GWh_Before Competition Groups_Thermostat Setback
Commercial | Com ¦ Water Heating (DHW) Pipe Insulation (Add 3/4\ Foam)" | 2019 | SC C | GWh | Before Competition Groups | 0.42846 | 0 | 0 | 592.9686 | 0.00072256 | 44 | Commercial_2019_SC C_GWh_Before Competition Groups_44 | Water Heating (DHW) Pipe Insulation (Add 3/4\ Foam)" | 0.07226% | 0 | 0.42846 | Commercial_2019_SC C_GWh_Before Competition Groups_Water Heating (DHW) Pipe Insulation (Add 3/4\ Foam)"
Commercial | Com ¦ BEVERAGE VENDING MACHINE CONTROLS | 2019 | SC C | GWh | Before Competition Groups | 0.42009 | 0 | 0 | 592.9686 | 0.00070846 | 45 | Commercial_2019_SC C_GWh_Before Competition Groups_45 | BEVERAGE VENDING MACHINE CONTROLS | 0.07085% | 0 | 0.42009 | Commercial_2019_SC C_GWh_Before Competition Groups_BEVERAGE VENDING MACHINE CONTROLS
Commercial | Com ¦ ENERGY STAR Steam Cookers | 2019 | SC C | GWh | Before Competition Groups | 0.34971 | 0 | 0 | 592.9686 | 0.00058976 | 46 | Commercial_2019_SC C_GWh_Before Competition Groups_46 | ENERGY STAR Steam Cookers | 0.05898% | 0 | 0.34971 | Commercial_2019_SC C_GWh_Before Competition Groups_ENERGY STAR Steam Cookers
Commercial | Com ¦ ENERGY STAR Dishwasher | 2019 | SC C | GWh | Before Competition Groups | 0.34445 | 0 | 0 | 592.9686 | 0.00058089 | 47 | Commercial_2019_SC C_GWh_Before Competition Groups_47 | ENERGY STAR Dishwasher | 0.05809% | 0 | 0.34445 | Commercial_2019_SC C_GWh_Before Competition Groups_ENERGY STAR Dishwasher
Commercial | Com ¦ Water Source Heat Pump (4 ton) | 2019 | SC C | GWh | Before Competition Groups | 0.32272 | 0 | 0 | 592.9686 | 0.00054424 | 48 | Commercial_2019_SC C_GWh_Before Competition Groups_48 | Water Source Heat Pump (4 ton) | 0.05442% | 0 | 0.32272 | Commercial_2019_SC C_GWh_Before Competition Groups_Water Source Heat Pump (4 ton)
Commercial | Com ¦ Suction Pipe Insulation Freezer/Refrigerator | 2019 | SC C | GWh | Before Competition Groups | 0.27124 | 0 | 0 | 592.9686 | 0.00045742 | 49 | Commercial_2019_SC C_GWh_Before Competition Groups_49 | Suction Pipe Insulation Freezer/Refrigerator | 0.04574% | 0 | 0.27124 | Commercial_2019_SC C_GWh_Before Competition Groups_Suction Pipe Insulation Freezer/Refrigerator
Commercial | Com ¦ LLLC - Low Impact Application | 2019 | SC C | GWh | Before Competition Groups | 0.18173 | 0 | 0 | 592.9686 | 0.00030648 | 50 | Commercial_2019_SC C_GWh_Before Competition Groups_50 | LLLC - Low Impact Application | 0.03065% | 0 | 0.18173 | Commercial_2019_SC C_GWh_Before Competition Groups_LLLC - Low Impact Application
Commercial | Com ¦ Ozone Laundry Treatment | 2019 | SC C | GWh | Before Competition Groups | 0.1278 | 0 | 0 | 592.9686 | 0.00021553 | 51 | Commercial_2019_SC C_GWh_Before Competition Groups_51 | Ozone Laundry Treatment | 0.02155% | 0 | 0.1278 | Commercial_2019_SC C_GWh_Before Competition Groups_Ozone Laundry Treatment
Commercial | Com ¦ Demand controlled Circulating Systems | 2019 | SC C | GWh | Before Competition Groups | 0.09086 | 0 | 0 | 592.9686 | 0.00015323 | 52 | Commercial_2019_SC C_GWh_Before Competition Groups_52 | Demand controlled Circulating Systems | 0.01532% | 0 | 0.09086 | Commercial_2019_SC C_GWh_Before Competition Groups_Demand controlled Circulating Systems
Commercial | Com ¦ ECM MOTORS FOR HVAC APPLICATION (FAN-POWERED VAV BOX) | 2019 | SC C | GWh | Before Competition Groups | 0.067576 | 0 | 0 | 592.9686 | 0.00011396 | 53 | Commercial_2019_SC C_GWh_Before Competition Groups_53 | ECM MOTORS FOR HVAC APPLICATION (FAN-POWERED VAV BOX) | 0.0114% | 0 | 0.067576 | Commercial_2019_SC C_GWh_Before Competition Groups_ECM MOTORS FOR HVAC APPLICATION (FAN-POWERED VAV BOX)
Commercial | Com ¦ CEE Tier 2/Energy Star Clothes Washers | 2019 | SC C | GWh | Before Competition Groups | 0.06745 | 0 | 0 | 592.9686 | 0.00011375 | 54 | Commercial_2019_SC C_GWh_Before Competition Groups_54 | CEE Tier 2/Energy Star Clothes Washers | 0.01137% | 0 | 0.06745 | Commercial_2019_SC C_GWh_Before Competition Groups_CEE Tier 2/Energy Star Clothes Washers
Commercial | Com ¦ HVAC Optimization | 2019 | SC C | GWh | Before Competition Groups | 0.042959 | 0 | 0 | 592.9686 | 7.2448e-05 | 55 | Commercial_2019_SC C_GWh_Before Competition Groups_55 | HVAC Optimization | 0.007245% | 0 | 0.042959 | Commercial_2019_SC C_GWh_Before Competition Groups_HVAC Optimization
Commercial | Com ¦ Low Flow Pre-Rinse Spray Nozzle | 2019 | SC C | GWh | Before Competition Groups | 0.03981 | 0 | 0 | 592.9686 | 6.7137e-05 | 56 | Commercial_2019_SC C_GWh_Before Competition Groups_56 | Low Flow Pre-Rinse Spray Nozzle | 0.006714% | 0 | 0.03981 | Commercial_2019_SC C_GWh_Before Competition Groups_Low Flow Pre-Rinse Spray Nozzle
Commercial | Com ¦ Auto Off Time Switch or Time Clock control | 2019 | SC C | GWh | Before Competition Groups | 0.024269 | 0 | 0 | 592.9686 | 4.0928e-05 | 57 | Commercial_2019_SC C_GWh_Before Competition Groups_57 | Auto Off Time Switch or Time Clock control | 0.004093% | 0 | 0.024269 | Commercial_2019_SC C_GWh_Before Competition Groups_Auto Off Time Switch or Time Clock control
Commercial | COM ¦ Ductless Mini-Split Heat Pumps | 2019 | SC C | GWh | Before Competition Groups | 0.019461 | 0 | 0 | 592.9686 | 3.282e-05 | 58 | Commercial_2019_SC C_GWh_Before Competition Groups_58 | Ductless Mini-Split Heat Pumps | 0.003282% | 0 | 0.019461 | Commercial_2019_SC C_GWh_Before Competition Groups_Ductless Mini-Split Heat Pumps
Commercial | Com ¦ Commercial Hot Food Holding Cabinets | 2019 | SC C | GWh | Before Competition Groups | 0.0085531 | 0 | 0 | 592.9686 | 1.4424e-05 | 59 | Commercial_2019_SC C_GWh_Before Competition Groups_59 | Commercial Hot Food Holding Cabinets | 0.001442% | 0 | 0.0085531 | Commercial_2019_SC C_GWh_Before Competition Groups_Commercial Hot Food Holding Cabinets
Commercial | Com ¦ Air Curtains | 2019 | SC C | GWh | Before Competition Groups | 0.0074569 | 0 | 0 | 592.9686 | 1.2575e-05 | 60 | Commercial_2019_SC C_GWh_Before Competition Groups_60 | Air Curtains | 0.001258% | 0 | 0.0074569 | Commercial_2019_SC C_GWh_Before Competition Groups_Air Curtains
Commercial | Com ¦ Wall Insulation | 2019 | SC C | GWh | Before Competition Groups | 0.0039432 | 0 | 0 | 592.9686 | 6.6499e-06 | 61 | Commercial_2019_SC C_GWh_Before Competition Groups_61 | Wall Insulation | 0.000665% | 0 | 0.0039432 | Commercial_2019_SC C_GWh_Before Competition Groups_Wall Insulation
Commercial | Com ¦ High Efficiency Chiller (avg of water and air cooled) | 2019 | SC C | GWh | Before Competition Groups | 0.0021119 | 0 | 0 | 592.9686 | 3.5615e-06 | 62 | Commercial_2019_SC C_GWh_Before Competition Groups_62 | High Efficiency Chiller (avg of water and air cooled) | 0.0003562% | 0 | 0.0021119 | Commercial_2019_SC C_GWh_Before Competition Groups_High Efficiency Chiller (avg of water and air cooled)
Commercial | Com ¦ VSD Air Compressor | 2019 | SC C | GWh | Before Competition Groups | 0.0015374 | 0 | 0 | 592.9686 | 2.5928e-06 | 63 | Commercial_2019_SC C_GWh_Before Competition Groups_63 | VSD Air Compressor | 0.0002593% | 0 | 0.0015374 | Commercial_2019_SC C_GWh_Before Competition Groups_VSD Air Compressor
Commercial | Com ¦ EC Plug Fan for Data Center (under cabinet) | 2019 | SC C | GWh | Before Competition Groups | 0.00054013 | 0 | 0 | 592.9686 | 9.1089e-07 | 64 | Commercial_2019_SC C_GWh_Before Competition Groups_64 | EC Plug Fan for Data Center (under cabinet) | 9.109e-05% | 0 | 0.00054013 | Commercial_2019_SC C_GWh_Before Competition Groups_EC Plug Fan for Data Center (under cabinet)
Commercial | Com ¦ Energy Recovery Ventilation and Ventilation (Enhanced) | 2019 | SC C | GWh | Before Competition Groups | 0.00034806 | 0 | 0 | 592.9686 | 5.8698e-07 | 65 | Commercial_2019_SC C_GWh_Before Competition Groups_65 | Energy Recovery Ventilation and Ventilation (Enhanced) | 5.87e-05% | 0 | 0.00034806 | Commercial_2019_SC C_GWh_Before Competition Groups_Energy Recovery Ventilation and Ventilation (Enhanced)
Commercial | Com ¦ Electric Convection Combination Ovens | 2019 | SC C | GWh | Before Competition Groups | 0.00020375 | 0 | 0 | 592.9686 | 3.4361e-07 | 66 | Commercial_2019_SC C_GWh_Before Competition Groups_66 | Electric Convection Combination Ovens | 3.436e-05% | 0 | 0.00020375 | Commercial_2019_SC C_GWh_Before Competition Groups_Electric Convection Combination Ovens
Commercial | Com ¦ High Efficiency Small Instantaneous Water Heater | 2019 | SC C | GWh | Before Competition Groups | 3.4713e-34 | 0 | 0 | 592.9686 | 5.854e-37 | 67 | Commercial_2019_SC C_GWh_Before Competition Groups_67 | High Efficiency Small Instantaneous Water Heater | 5.854e-35% | 0 | 3.4713e-34 | Commercial_2019_SC C_GWh_Before Competition Groups_High Efficiency Small Instantaneous Water Heater
Commercial | Com ¦ Condensing Make Up Air Unit | 2019 | SC C | GWh | Before Competition Groups | 0 | 0 | 0 | 592.9686 | 0 | 68 | Commercial_2019_SC C_GWh_Before Competition Groups_68 | Condensing Make Up Air Unit | 0% | 0 | 0 | Commercial_2019_SC C_GWh_Before Competition Groups_Condensing Make Up Air Unit
Commercial | Com ¦ Door Gasket Freezer/Refrigerator | 2019 | SC C | GWh | Before Competition Groups | 0 | 0 | 0 | 592.9686 | 0 | 69 | Commercial_2019_SC C_GWh_Before Competition Groups_69 | Door Gasket Freezer/Refrigerator | 0% | 0 | 0 | Commercial_2019_SC C_GWh_Before Competition Groups_Door Gasket Freezer/Refrigerator
Commercial | Com ¦ Efficient compressor motor | 2019 | SC C | GWh | Before Competition Groups | 0 | 0 | 0 | 592.9686 | 0 | 70 | Commercial_2019_SC C_GWh_Before Competition Groups_70 | Efficient compressor motor | 0% | 0 | 0 | Commercial_2019_SC C_GWh_Before Competition Groups_Efficient compressor motor
Commercial | Com ¦ Indoor Daylight Sensors/Photocell Dimming Control | 2019 | SC C | GWh | Before Competition Groups | 0 | 0 | 0 | 592.9686 | 0 | 71 | Commercial_2019_SC C_GWh_Before Competition Groups_71 | Indoor Daylight Sensors/Photocell Dimming Control | 0% | 0 | 0 | Commercial_2019_SC C_GWh_Before Competition Groups_Indoor Daylight Sensors/Photocell Dimming Control
Commercial | Com ¦ LED RECESSED DOWNLIGHTS | 2019 | SC C | GWh | Before Competition Groups | 0 | 0 | 0 | 592.9686 | 0 | 72 | Commercial_2019_SC C_GWh_Before Competition Groups_72 | LED RECESSED DOWNLIGHTS | 0% | 0 | 0 | Commercial_2019_SC C_GWh_Before Competition Groups_LED RECESSED DOWNLIGHTS
Commercial | Com ¦ Networked/Connected - High Impact Application | 2019 | SC C | GWh | Before Competition Groups | 0 | 0 | 0 | 592.9686 | 0 | 73 | Commercial_2019_SC C_GWh_Before Competition Groups_73 | Networked/Connected - High Impact Application | 0% | 0 | 0 | Commercial_2019_SC C_GWh_Before Competition Groups_Networked/Connected - High Impact Application
Commercial | Com ¦ Networked/Connected - Low Impact Application | 2019 | SC C | GWh | Before Competition Groups | 0 | 0 | 0 | 592.9686 | 0 | 74 | Commercial_2019_SC C_GWh_Before Competition Groups_74 | Networked/Connected - Low Impact Application | 0% | 0 | 0 | Commercial_2019_SC C_GWh_Before Competition Groups_Networked/Connected - Low Impact Application
Commercial | Com ¦ Notched V belts for HVAC Systems | 2019 | SC C | GWh | Before Competition Groups | 0 | 0 | 0 | 592.9686 | 0 | 75 | Commercial_2019_SC C_GWh_Before Competition Groups_75 | Notched V belts for HVAC Systems | 0% | 0 | 0 | Commercial_2019_SC C_GWh_Before Competition Groups_Notched V belts for HVAC Systems
Commercial | Com ¦ PTAC (12 EER/10,000 BTU) | 2019 | SC C | GWh | Before Competition Groups | 0 | 0 | 0 | 592.9686 | 0 | 76 | Commercial_2019_SC C_GWh_Before Competition Groups_76 | PTAC (12 EER/10,000 BTU) | 0% | 0 | 0 | Commercial_2019_SC C_GWh_Before Competition Groups_PTAC (12 EER/10,000 BTU)
Commercial | Com ¦ Refrigerated Display Case Doors | 2019 | SC C | GWh | Before Competition Groups | 0 | 0 | 0 | 592.9686 | 0 | 77 | Commercial_2019_SC C_GWh_Before Competition Groups_77 | Refrigerated Display Case Doors | 0% | 0 | 0 | Commercial_2019_SC C_GWh_Before Competition Groups_Refrigerated Display Case Doors
Commercial | Com ¦ Room AC (w/ louvered sides) 14 SEER from 12 SEER code | 2019 | SC C | GWh | Before Competition Groups | 0 | 0 | 0 | 592.9686 | 0 | 78 | Commercial_2019_SC C_GWh_Before Competition Groups_78 | Room AC (w/ louvered sides) 14 SEER from 12 SEER code | 0% | 0 | 0 | Commercial_2019_SC C_GWh_Before Competition Groups_Room AC (w/ louvered sides) 14 SEER from 12 SEER code
Commercial | Com ¦ Solar Water Preheat (Pools/DHW) | 2019 | SC C | GWh | Before Competition Groups | 0 | 0 | 0 | 592.9686 | 0 | 79 | Commercial_2019_SC C_GWh_Before Competition Groups_79 | Solar Water Preheat (Pools/DHW) | 0% | 0 | 0 | Commercial_2019_SC C_GWh_Before Competition Groups_Solar Water Preheat (Pools/DHW)
Commercial | Com ¦ Variable Refrigerant Flow Heat Pump | 2019 | SC C | GWh | Before Competition Groups | 0 | 0 | 0 | 592.9686 | 0 | 80 | Commercial_2019_SC C_GWh_Before Competition Groups_80 | Variable Refrigerant Flow Heat Pump | 0% | 0 | 0 | Commercial_2019_SC C_GWh_Before Competition Groups_Variable Refrigerant Flow Heat Pump
Commercial | Com ¦ ENERGY STAR LED LAMPS (REFLECTOR LAMPs/MR16/PAR 16) | 2019 | SC D | GWh | Before Competition Groups | 119.634 | 0 | 0 | 571.4617 | 0.20935 | 1 | Commercial_2019_SC D_GWh_Before Competition Groups_1 | ENERGY STAR LED LAMPS (REFLECTOR LAMPs/MR16/PAR 16) | 20.93% | 0 | 119.634 | Commercial_2019_SC D_GWh_Before Competition Groups_ENERGY STAR LED LAMPS (REFLECTOR LAMPs/MR16/PAR 16)
Commercial | Com ¦ LED parking lot fixture | 2019 | SC D | GWh | Before Competition Groups | 70.0954 | 0 | 0 | 571.4617 | 0.12266 | 2 | Commercial_2019_SC D_GWh_Before Competition Groups_2 | LED parking lot fixture | 12.27% | 0 | 70.0954 | Commercial_2019_SC D_GWh_Before Competition Groups_LED parking lot fixture
Commercial | Com ¦ LED EXTERIOR AREA LIGHTS - LED fixture (200W) | 2019 | SC D | GWh | Before Competition Groups | 62.7199 | 0 | 0 | 571.4617 | 0.10975 | 3 | Commercial_2019_SC D_GWh_Before Competition Groups_3 | LED EXTERIOR AREA LIGHTS - LED fixture (200W) | 10.98% | 0 | 62.7199 | Commercial_2019_SC D_GWh_Before Competition Groups_LED EXTERIOR AREA LIGHTS - LED fixture (200W)
Commercial | Com ¦ LED Replacement Lamp (Tube) | 2019 | SC D | GWh | Before Competition Groups | 45.1725 | 0 | 0 | 571.4617 | 0.079047 | 4 | Commercial_2019_SC D_GWh_Before Competition Groups_4 | LED Replacement Lamp (Tube) | 7.905% | 0 | 45.1725 | Commercial_2019_SC D_GWh_Before Competition Groups_LED Replacement Lamp (Tube)
Commercial | Com ¦ ENERGY STAR LED LAMPS (General Service Lamps) | 2019 | SC D | GWh | Before Competition Groups | 32.0314 | 0 | 0 | 571.4617 | 0.056052 | 5 | Commercial_2019_SC D_GWh_Before Competition Groups_5 | ENERGY STAR LED LAMPS (General Service Lamps) | 5.605% | 0 | 32.0314 | Commercial_2019_SC D_GWh_Before Competition Groups_ENERGY STAR LED LAMPS (General Service Lamps)
Commercial | Com ¦ LED street light fixture | 2019 | SC D | GWh | Before Competition Groups | 28.5901 | 0 | 0 | 571.4617 | 0.05003 | 6 | Commercial_2019_SC D_GWh_Before Competition Groups_6 | LED street light fixture | 5.003% | 0 | 28.5901 | Commercial_2019_SC D_GWh_Before Competition Groups_LED street light fixture
Commercial | Com ¦ Data Center Storage/Server Virtualization | 2019 | SC D | GWh | Before Competition Groups | 27.3576 | 0 | 0 | 571.4617 | 0.047873 | 7 | Commercial_2019_SC D_GWh_Before Competition Groups_7 | Data Center Storage/Server Virtualization | 4.787% | 0 | 27.3576 | Commercial_2019_SC D_GWh_Before Competition Groups_Data Center Storage/Server Virtualization
Commercial | Com ¦ LED Low/High Bay | 2019 | SC D | GWh | Before Competition Groups | 24.6384 | 0 | 0 | 571.4617 | 0.043115 | 8 | Commercial_2019_SC D_GWh_Before Competition Groups_8 | LED Low/High Bay | 4.311% | 0 | 24.6384 | Commercial_2019_SC D_GWh_Before Competition Groups_LED Low/High Bay
Commercial | Com ¦ Building Recommissioning, Operations and Maintenance (O&M) Improvements | 2019 | SC D | GWh | Before Competition Groups | 22.0759 | 0 | 0 | 571.4617 | 0.038631 | 9 | Commercial_2019_SC D_GWh_Before Competition Groups_9 | Building Recommissioning, Operations and Maintenance (O&M) Improvements | 3.863% | 0 | 22.0759 | Commercial_2019_SC D_GWh_Before Competition Groups_Building Recommissioning, Operations and Maintenance (O&M) Improvements
Commercial | Com ¦ Reach-in Shaded Pole to ECM/PSC Evaporator Fan Motor | 2019 | SC D | GWh | Before Competition Groups | 14.4679 | 0 | 0 | 571.4617 | 0.025317 | 10 | Commercial_2019_SC D_GWh_Before Competition Groups_10 | Reach-in Shaded Pole to ECM/PSC Evaporator Fan Motor | 2.532% | 0 | 14.4679 | Commercial_2019_SC D_GWh_Before Competition Groups_Reach-in Shaded Pole to ECM/PSC Evaporator Fan Motor
Commercial | Com ¦ High Efficiency Air Source Heat Pump | 2019 | SC D | GWh | Before Competition Groups | 14.3652 | 0 | 0 | 571.4617 | 0.025138 | 11 | Commercial_2019_SC D_GWh_Before Competition Groups_11 | High Efficiency Air Source Heat Pump | 2.514% | 0 | 14.3652 | Commercial_2019_SC D_GWh_Before Competition Groups_High Efficiency Air Source Heat Pump
Commercial | Com ¦ LED Troffer/Surface/Suspended | 2019 | SC D | GWh | Before Competition Groups | 13.4566 | 0 | 0 | 571.4617 | 0.023548 | 12 | Commercial_2019_SC D_GWh_Before Competition Groups_12 | LED Troffer/Surface/Suspended | 2.355% | 0 | 13.4566 | Commercial_2019_SC D_GWh_Before Competition Groups_LED Troffer/Surface/Suspended
Commercial | Com ¦ Furnace Tune-Up | 2019 | SC D | GWh | Before Competition Groups | 13.3826 | 0 | 0 | 571.4617 | 0.023418 | 13 | Commercial_2019_SC D_GWh_Before Competition Groups_13 | Furnace Tune-Up | 2.342% | 0 | 13.3826 | Commercial_2019_SC D_GWh_Before Competition Groups_Furnace Tune-Up
Commercial | Com ¦ LED or Equivalent Sign Lighting | 2019 | SC D | GWh | Before Competition Groups | 12.9443 | 0 | 0 | 571.4617 | 0.022651 | 14 | Commercial_2019_SC D_GWh_Before Competition Groups_14 | LED or Equivalent Sign Lighting | 2.265% | 0 | 12.9443 | Commercial_2019_SC D_GWh_Before Competition Groups_LED or Equivalent Sign Lighting
Commercial | Com ¦ Education and Capacity Building/Energy Behavior | 2019 | SC D | GWh | Before Competition Groups | 8.5166 | 0 | 0 | 571.4617 | 0.014903 | 15 | Commercial_2019_SC D_GWh_Before Competition Groups_15 | Education and Capacity Building/Energy Behavior | 1.49% | 0 | 8.5166 | Commercial_2019_SC D_GWh_Before Competition Groups_Education and Capacity Building/Energy Behavior
Commercial | Com ¦ Strip Curtains | 2019 | SC D | GWh | Before Competition Groups | 8.1348 | 0 | 0 | 571.4617 | 0.014235 | 16 | Commercial_2019_SC D_GWh_Before Competition Groups_16 | Strip Curtains | 1.424% | 0 | 8.1348 | Commercial_2019_SC D_GWh_Before Competition Groups_Strip Curtains
Commercial | Com ¦ Advanced BAS/Controllers | 2019 | SC D | GWh | Before Competition Groups | 6.6949 | 0 | 0 | 571.4617 | 0.011715 | 17 | Commercial_2019_SC D_GWh_Before Competition Groups_17 | Advanced BAS/Controllers | 1.172% | 0 | 6.6949 | Commercial_2019_SC D_GWh_Before Competition Groups_Advanced BAS/Controllers
Commercial | Com ¦ Centrally controlled desktop PC/NETWORK PC POWER MANAGEMENT SOFTWARE | 2019 | SC D | GWh | Before Competition Groups | 4.7547 | 0 | 0 | 571.4617 | 0.0083203 | 18 | Commercial_2019_SC D_GWh_Before Competition Groups_18 | Centrally controlled desktop PC/NETWORK PC POWER MANAGEMENT SOFTWARE | 0.832% | 0 | 4.7547 | Commercial_2019_SC D_GWh_Before Competition Groups_Centrally controlled desktop PC/NETWORK PC POWER MANAGEMENT SOFTWARE
Commercial | Com ¦ Variable Frequency Drive (VFD) | 2019 | SC D | GWh | Before Competition Groups | 4.3561 | 0 | 0 | 571.4617 | 0.0076227 | 19 | Commercial_2019_SC D_GWh_Before Competition Groups_19 | Variable Frequency Drive (VFD) | 0.7623% | 0 | 4.3561 | Commercial_2019_SC D_GWh_Before Competition Groups_Variable Frequency Drive (VFD)
Commercial | Com ¦ VFD on Pumps | 2019 | SC D | GWh | Before Competition Groups | 4.0505 | 0 | 0 | 571.4617 | 0.007088 | 20 | Commercial_2019_SC D_GWh_Before Competition Groups_20 | VFD on Pumps | 0.7088% | 0 | 4.0505 | Commercial_2019_SC D_GWh_Before Competition Groups_VFD on Pumps
Commercial | Com ¦ Adaptive Thermostats | 2019 | SC D | GWh | Before Competition Groups | 3.7826 | 0 | 0 | 571.4617 | 0.0066191 | 21 | Commercial_2019_SC D_GWh_Before Competition Groups_21 | Adaptive Thermostats | 0.6619% | 0 | 3.7826 | Commercial_2019_SC D_GWh_Before Competition Groups_Adaptive Thermostats
Commercial | Com ¦ Demand Control Ventilation | 2019 | SC D | GWh | Before Competition Groups | 3.4964 | 0 | 0 | 571.4617 | 0.0061184 | 22 | Commercial_2019_SC D_GWh_Before Competition Groups_22 | Demand Control Ventilation | 0.6118% | 0 | 3.4964 | Commercial_2019_SC D_GWh_Before Competition Groups_Demand Control Ventilation
Commercial | Com ¦ Refrigerated Display Case LED | 2019 | SC D | GWh | Before Competition Groups | 2.4951 | 0 | 0 | 571.4617 | 0.0043662 | 23 | Commercial_2019_SC D_GWh_Before Competition Groups_23 | Refrigerated Display Case LED | 0.4366% | 0 | 2.4951 | Commercial_2019_SC D_GWh_Before Competition Groups_Refrigerated Display Case LED
Commercial | Com ¦ ENERGY STAR Griddle (74% eff) | 2019 | SC D | GWh | Before Competition Groups | 2.0742 | 0 | 0 | 571.4617 | 0.0036297 | 24 | Commercial_2019_SC D_GWh_Before Competition Groups_24 | ENERGY STAR Griddle (74% eff) | 0.363% | 0 | 2.0742 | Commercial_2019_SC D_GWh_Before Competition Groups_ENERGY STAR Griddle (74% eff)
Commercial | Com ¦ ECM MOTORS FOR EVAPORATOR FANS for refrigeration (WALK-IN) | 2019 | SC D | GWh | Before Competition Groups | 2.0669 | 0 | 0 | 571.4617 | 0.0036169 | 25 | Commercial_2019_SC D_GWh_Before Competition Groups_25 | ECM MOTORS FOR EVAPORATOR FANS for refrigeration (WALK-IN) | 0.3617% | 0 | 2.0669 | Commercial_2019_SC D_GWh_Before Competition Groups_ECM MOTORS FOR EVAPORATOR FANS for refrigeration (WALK-IN)
Commercial | Com ¦ Condensing Unit Heaters or other Efficient Unit Heating System | 2019 | SC D | GWh | Before Competition Groups | 2.0071 | 0 | 0 | 571.4617 | 0.0035122 | 26 | Commercial_2019_SC D_GWh_Before Competition Groups_26 | Condensing Unit Heaters or other Efficient Unit Heating System | 0.3512% | 0 | 2.0071 | Commercial_2019_SC D_GWh_Before Competition Groups_Condensing Unit Heaters or other Efficient Unit Heating System
Commercial | Com ¦ Air Handler with Dedicated Outdoor Air Systems | 2019 | SC D | GWh | Before Competition Groups | 1.9903 | 0 | 0 | 571.4617 | 0.0034829 | 27 | Commercial_2019_SC D_GWh_Before Competition Groups_27 | Air Handler with Dedicated Outdoor Air Systems | 0.3483% | 0 | 1.9903 | Commercial_2019_SC D_GWh_Before Competition Groups_Air Handler with Dedicated Outdoor Air Systems
Commercial | Com ¦ Evaporator Fan Controls | 2019 | SC D | GWh | Before Competition Groups | 1.6708 | 0 | 0 | 571.4617 | 0.0029237 | 28 | Commercial_2019_SC D_GWh_Before Competition Groups_28 | Evaporator Fan Controls | 0.2924% | 0 | 1.6708 | Commercial_2019_SC D_GWh_Before Competition Groups_Evaporator Fan Controls
Commercial | Com ¦ Chilled Water Optimization | 2019 | SC D | GWh | Before Competition Groups | 1.5803 | 0 | 0 | 571.4617 | 0.0027654 | 29 | Commercial_2019_SC D_GWh_Before Competition Groups_29 | Chilled Water Optimization | 0.2765% | 0 | 1.5803 | Commercial_2019_SC D_GWh_Before Competition Groups_Chilled Water Optimization
Commercial | Com ¦ Unitary Air-Conditioning Unit | 2019 | SC D | GWh | Before Competition Groups | 1.5166 | 0 | 0 | 571.4617 | 0.0026539 | 30 | Commercial_2019_SC D_GWh_Before Competition Groups_30 | Unitary Air-Conditioning Unit | 0.2654% | 0 | 1.5166 | Commercial_2019_SC D_GWh_Before Competition Groups_Unitary Air-Conditioning Unit
Commercial | Com ¦ Occupancy Sensors | 2019 | SC D | GWh | Before Competition Groups | 1.4666 | 0 | 0 | 571.4617 | 0.0025665 | 31 | Commercial_2019_SC D_GWh_Before Competition Groups_31 | Occupancy Sensors | 0.2566% | 0 | 1.4666 | Commercial_2019_SC D_GWh_Before Competition Groups_Occupancy Sensors
Commercial | Com ¦ Demand Control Kitchen Ventilation | 2019 | SC D | GWh | Before Competition Groups | 1.4539 | 0 | 0 | 571.4617 | 0.0025443 | 32 | Commercial_2019_SC D_GWh_Before Competition Groups_32 | Demand Control Kitchen Ventilation | 0.2544% | 0 | 1.4539 | Commercial_2019_SC D_GWh_Before Competition Groups_Demand Control Kitchen Ventilation
Commercial | Com ¦ Freezer Case Light Sensor | 2019 | SC D | GWh | Before Competition Groups | 1.3023 | 0 | 0 | 571.4617 | 0.0022789 | 33 | Commercial_2019_SC D_GWh_Before Competition Groups_33 | Freezer Case Light Sensor | 0.2279% | 0 | 1.3023 | Commercial_2019_SC D_GWh_Before Competition Groups_Freezer Case Light Sensor
Commercial | Com ¦ ENERGY STAR Fryer (84% eff) | 2019 | SC D | GWh | Before Competition Groups | 0.72745 | 0 | 0 | 571.4617 | 0.001273 | 34 | Commercial_2019_SC D_GWh_Before Competition Groups_34 | ENERGY STAR Fryer (84% eff) | 0.1273% | 0 | 0.72745 | Commercial_2019_SC D_GWh_Before Competition Groups_ENERGY STAR Fryer (84% eff)
Commercial | Com ¦ Temperature Adjustment in Commercial Freezers | 2019 | SC D | GWh | Before Competition Groups | 0.63943 | 0 | 0 | 571.4617 | 0.0011189 | 35 | Commercial_2019_SC D_GWh_Before Competition Groups_35 | Temperature Adjustment in Commercial Freezers | 0.1119% | 0 | 0.63943 | Commercial_2019_SC D_GWh_Before Competition Groups_Temperature Adjustment in Commercial Freezers
Commercial | Com ¦ Outside Air Economizer | 2019 | SC D | GWh | Before Competition Groups | 0.58751 | 0 | 0 | 571.4617 | 0.0010281 | 36 | Commercial_2019_SC D_GWh_Before Competition Groups_36 | Outside Air Economizer | 0.1028% | 0 | 0.58751 | Commercial_2019_SC D_GWh_Before Competition Groups_Outside Air Economizer
Commercial | Com ¦ Elec Storage WH 2.30 Et | 2019 | SC D | GWh | Before Competition Groups | 0.53649 | 0 | 0 | 571.4617 | 0.00093881 | 37 | Commercial_2019_SC D_GWh_Before Competition Groups_37 | Elec Storage WH 2.30 Et | 0.09388% | 0 | 0.53649 | Commercial_2019_SC D_GWh_Before Competition Groups_Elec Storage WH 2.30 Et
Commercial | Com ¦ CO Sensors for parking garage exhaust fans | 2019 | SC D | GWh | Before Competition Groups | 0.47786 | 0 | 0 | 571.4617 | 0.00083621 | 38 | Commercial_2019_SC D_GWh_Before Competition Groups_38 | CO Sensors for parking garage exhaust fans | 0.08362% | 0 | 0.47786 | Commercial_2019_SC D_GWh_Before Competition Groups_CO Sensors for parking garage exhaust fans
Commercial | Com ¦ Vertical Night Covers | 2019 | SC D | GWh | Before Competition Groups | 0.47758 | 0 | 0 | 571.4617 | 0.00083571 | 39 | Commercial_2019_SC D_GWh_Before Competition Groups_39 | Vertical Night Covers | 0.08357% | 0 | 0.47758 | Commercial_2019_SC D_GWh_Before Competition Groups_Vertical Night Covers
Commercial | Com ¦ Duct Insulation, R8 | 2019 | SC D | GWh | Before Competition Groups | 0.44529 | 0 | 0 | 571.4617 | 0.00077922 | 40 | Commercial_2019_SC D_GWh_Before Competition Groups_40 | Duct Insulation, R8 | 0.07792% | 0 | 0.44529 | Commercial_2019_SC D_GWh_Before Competition Groups_Duct Insulation, R8
Commercial | Com ¦ Thermostat Setback | 2019 | SC D | GWh | Before Competition Groups | 0.43968 | 0 | 0 | 571.4617 | 0.00076939 | 41 | Commercial_2019_SC D_GWh_Before Competition Groups_41 | Thermostat Setback | 0.07694% | 0 | 0.43968 | Commercial_2019_SC D_GWh_Before Competition Groups_Thermostat Setback
Commercial | Com ¦ Water Heating (DHW) Pipe Insulation (Add 3/4\ Foam)" | 2019 | SC D | GWh | Before Competition Groups | 0.41113 | 0 | 0 | 571.4617 | 0.00071944 | 42 | Commercial_2019_SC D_GWh_Before Competition Groups_42 | Water Heating (DHW) Pipe Insulation (Add 3/4\ Foam)" | 0.07194% | 0 | 0.41113 | Commercial_2019_SC D_GWh_Before Competition Groups_Water Heating (DHW) Pipe Insulation (Add 3/4\ Foam)"
Commercial | Com ¦ BEVERAGE VENDING MACHINE CONTROLS | 2019 | SC D | GWh | Before Competition Groups | 0.40615 | 0 | 0 | 571.4617 | 0.00071072 | 43 | Commercial_2019_SC D_GWh_Before Competition Groups_43 | BEVERAGE VENDING MACHINE CONTROLS | 0.07107% | 0 | 0.40615 | Commercial_2019_SC D_GWh_Before Competition Groups_BEVERAGE VENDING MACHINE CONTROLS
Commercial | Com ¦ Energy Efficient Laboratory Fume Hood | 2019 | SC D | GWh | Before Competition Groups | 0.38739 | 0 | 0 | 571.4617 | 0.00067789 | 44 | Commercial_2019_SC D_GWh_Before Competition Groups_44 | Energy Efficient Laboratory Fume Hood | 0.06779% | 0 | 0.38739 | Commercial_2019_SC D_GWh_Before Competition Groups_Energy Efficient Laboratory Fume Hood
Commercial | Com ¦ ENERGY STAR Steam Cookers | 2019 | SC D | GWh | Before Competition Groups | 0.34737 | 0 | 0 | 571.4617 | 0.00060785 | 45 | Commercial_2019_SC D_GWh_Before Competition Groups_45 | ENERGY STAR Steam Cookers | 0.06079% | 0 | 0.34737 | Commercial_2019_SC D_GWh_Before Competition Groups_ENERGY STAR Steam Cookers
Commercial | Com ¦ ENERGY STAR Dishwasher | 2019 | SC D | GWh | Before Competition Groups | 0.30335 | 0 | 0 | 571.4617 | 0.00053084 | 46 | Commercial_2019_SC D_GWh_Before Competition Groups_46 | ENERGY STAR Dishwasher | 0.05308% | 0 | 0.30335 | Commercial_2019_SC D_GWh_Before Competition Groups_ENERGY STAR Dishwasher
Commercial | Com ¦ Water Source Heat Pump (4 ton) | 2019 | SC D | GWh | Before Competition Groups | 0.26974 | 0 | 0 | 571.4617 | 0.00047202 | 47 | Commercial_2019_SC D_GWh_Before Competition Groups_47 | Water Source Heat Pump (4 ton) | 0.0472% | 0 | 0.26974 | Commercial_2019_SC D_GWh_Before Competition Groups_Water Source Heat Pump (4 ton)
Commercial | Com ¦ Suction Pipe Insulation Freezer/Refrigerator | 2019 | SC D | GWh | Before Competition Groups | 0.2546 | 0 | 0 | 571.4617 | 0.00044553 | 48 | Commercial_2019_SC D_GWh_Before Competition Groups_48 | Suction Pipe Insulation Freezer/Refrigerator | 0.04455% | 0 | 0.2546 | Commercial_2019_SC D_GWh_Before Competition Groups_Suction Pipe Insulation Freezer/Refrigerator
Commercial | Com ¦ Ozone Laundry Treatment | 2019 | SC D | GWh | Before Competition Groups | 0.096635 | 0 | 0 | 571.4617 | 0.0001691 | 49 | Commercial_2019_SC D_GWh_Before Competition Groups_49 | Ozone Laundry Treatment | 0.01691% | 0 | 0.096635 | Commercial_2019_SC D_GWh_Before Competition Groups_Ozone Laundry Treatment
Commercial | Com ¦ ECM MOTORS FOR HVAC APPLICATION (FAN-POWERED VAV BOX) | 2019 | SC D | GWh | Before Competition Groups | 0.064862 | 0 | 0 | 571.4617 | 0.0001135 | 50 | Commercial_2019_SC D_GWh_Before Competition Groups_50 | ECM MOTORS FOR HVAC APPLICATION (FAN-POWERED VAV BOX) | 0.01135% | 0 | 0.064862 | Commercial_2019_SC D_GWh_Before Competition Groups_ECM MOTORS FOR HVAC APPLICATION (FAN-POWERED VAV BOX)
Commercial | Com ¦ CEE Tier 2/Energy Star Clothes Washers | 2019 | SC D | GWh | Before Competition Groups | 0.064103 | 0 | 0 | 571.4617 | 0.00011217 | 51 | Commercial_2019_SC D_GWh_Before Competition Groups_51 | CEE Tier 2/Energy Star Clothes Washers | 0.01122% | 0 | 0.064103 | Commercial_2019_SC D_GWh_Before Competition Groups_CEE Tier 2/Energy Star Clothes Washers
Commercial | Com ¦ HVAC Optimization | 2019 | SC D | GWh | Before Competition Groups | 0.042959 | 0 | 0 | 571.4617 | 7.5174e-05 | 52 | Commercial_2019_SC D_GWh_Before Competition Groups_52 | HVAC Optimization | 0.007517% | 0 | 0.042959 | Commercial_2019_SC D_GWh_Before Competition Groups_HVAC Optimization
Commercial | Com ¦ Low Flow Pre-Rinse Spray Nozzle | 2019 | SC D | GWh | Before Competition Groups | 0.039692 | 0 | 0 | 571.4617 | 6.9457e-05 | 53 | Commercial_2019_SC D_GWh_Before Competition Groups_53 | Low Flow Pre-Rinse Spray Nozzle | 0.006946% | 0 | 0.039692 | Commercial_2019_SC D_GWh_Before Competition Groups_Low Flow Pre-Rinse Spray Nozzle
Commercial | Com ¦ Demand controlled Circulating Systems | 2019 | SC D | GWh | Before Competition Groups | 0.027299 | 0 | 0 | 571.4617 | 4.777e-05 | 54 | Commercial_2019_SC D_GWh_Before Competition Groups_54 | Demand controlled Circulating Systems | 0.004777% | 0 | 0.027299 | Commercial_2019_SC D_GWh_Before Competition Groups_Demand controlled Circulating Systems
Commercial | Com ¦ Auto Off Time Switch or Time Clock control | 2019 | SC D | GWh | Before Competition Groups | 0.024269 | 0 | 0 | 571.4617 | 4.2469e-05 | 55 | Commercial_2019_SC D_GWh_Before Competition Groups_55 | Auto Off Time Switch or Time Clock control | 0.004247% | 0 | 0.024269 | Commercial_2019_SC D_GWh_Before Competition Groups_Auto Off Time Switch or Time Clock control
Commercial | COM ¦ Ductless Mini-Split Heat Pumps | 2019 | SC D | GWh | Before Competition Groups | 0.019461 | 0 | 0 | 571.4617 | 3.4055e-05 | 56 | Commercial_2019_SC D_GWh_Before Competition Groups_56 | Ductless Mini-Split Heat Pumps | 0.003405% | 0 | 0.019461 | Commercial_2019_SC D_GWh_Before Competition Groups_Ductless Mini-Split Heat Pumps
Commercial | Com ¦ Commercial Hot Food Holding Cabinets | 2019 | SC D | GWh | Before Competition Groups | 0.0085531 | 0 | 0 | 571.4617 | 1.4967e-05 | 57 | Commercial_2019_SC D_GWh_Before Competition Groups_57 | Commercial Hot Food Holding Cabinets | 0.001497% | 0 | 0.0085531 | Commercial_2019_SC D_GWh_Before Competition Groups_Commercial Hot Food Holding Cabinets
Commercial | Com ¦ Air Curtains | 2019 | SC D | GWh | Before Competition Groups | 0.0067022 | 0 | 0 | 571.4617 | 1.1728e-05 | 58 | Commercial_2019_SC D_GWh_Before Competition Groups_58 | Air Curtains | 0.001173% | 0 | 0.0067022 | Commercial_2019_SC D_GWh_Before Competition Groups_Air Curtains
Commercial | Com ¦ LLLC - High Impact Application | 2019 | SC D | GWh | Before Competition Groups | 0.0058575 | 0 | 0 | 571.4617 | 1.025e-05 | 59 | Commercial_2019_SC D_GWh_Before Competition Groups_59 | LLLC - High Impact Application | 0.001025% | 0 | 0.0058575 | Commercial_2019_SC D_GWh_Before Competition Groups_LLLC - High Impact Application
Commercial | Com ¦ Wall Insulation | 2019 | SC D | GWh | Before Competition Groups | 0.0036007 | 0 | 0 | 571.4617 | 6.3008e-06 | 60 | Commercial_2019_SC D_GWh_Before Competition Groups_60 | Wall Insulation | 0.0006301% | 0 | 0.0036007 | Commercial_2019_SC D_GWh_Before Competition Groups_Wall Insulation
Commercial | Com ¦ VSD Air Compressor | 2019 | SC D | GWh | Before Competition Groups | 0.0015374 | 0 | 0 | 571.4617 | 2.6904e-06 | 61 | Commercial_2019_SC D_GWh_Before Competition Groups_61 | VSD Air Compressor | 0.000269% | 0 | 0.0015374 | Commercial_2019_SC D_GWh_Before Competition Groups_VSD Air Compressor
Commercial | Com ¦ High Efficiency Chiller (avg of water and air cooled) | 2019 | SC D | GWh | Before Competition Groups | 0.0014391 | 0 | 0 | 571.4617 | 2.5183e-06 | 62 | Commercial_2019_SC D_GWh_Before Competition Groups_62 | High Efficiency Chiller (avg of water and air cooled) | 0.0002518% | 0 | 0.0014391 | Commercial_2019_SC D_GWh_Before Competition Groups_High Efficiency Chiller (avg of water and air cooled)
Commercial | Com ¦ EC Plug Fan for Data Center (under cabinet) | 2019 | SC D | GWh | Before Competition Groups | 0.00048973 | 0 | 0 | 571.4617 | 8.5697e-07 | 63 | Commercial_2019_SC D_GWh_Before Competition Groups_63 | EC Plug Fan for Data Center (under cabinet) | 8.57e-05% | 0 | 0.00048973 | Commercial_2019_SC D_GWh_Before Competition Groups_EC Plug Fan for Data Center (under cabinet)
Commercial | Com ¦ Electric Convection Combination Ovens | 2019 | SC D | GWh | Before Competition Groups | 0.00020375 | 0 | 0 | 571.4617 | 3.5655e-07 | 64 | Commercial_2019_SC D_GWh_Before Competition Groups_64 | Electric Convection Combination Ovens | 3.565e-05% | 0 | 0.00020375 | Commercial_2019_SC D_GWh_Before Competition Groups_Electric Convection Combination Ovens
Commercial | Com ¦ Energy Recovery Ventilation and Ventilation (Enhanced) | 2019 | SC D | GWh | Before Competition Groups | 6.8046e-05 | 0 | 0 | 571.4617 | 1.1907e-07 | 65 | Commercial_2019_SC D_GWh_Before Competition Groups_65 | Energy Recovery Ventilation and Ventilation (Enhanced) | 1.191e-05% | 0 | 6.8046e-05 | Commercial_2019_SC D_GWh_Before Competition Groups_Energy Recovery Ventilation and Ventilation (Enhanced)
Commercial | Com ¦ LLLC - Low Impact Application | 2019 | SC D | GWh | Before Competition Groups | 5.2715e-05 | 0 | 0 | 571.4617 | 9.2246e-08 | 66 | Commercial_2019_SC D_GWh_Before Competition Groups_66 | LLLC - Low Impact Application | 9.225e-06% | 0 | 5.2715e-05 | Commercial_2019_SC D_GWh_Before Competition Groups_LLLC - Low Impact Application
Commercial | Com ¦ High Efficiency Small Instantaneous Water Heater | 2019 | SC D | GWh | Before Competition Groups | 7.9447e-35 | 0 | 0 | 571.4617 | 1.3902e-37 | 67 | Commercial_2019_SC D_GWh_Before Competition Groups_67 | High Efficiency Small Instantaneous Water Heater | 1.39e-35% | 0 | 7.9447e-35 | Commercial_2019_SC D_GWh_Before Competition Groups_High Efficiency Small Instantaneous Water Heater
Commercial | Com ¦ Condensing Make Up Air Unit | 2019 | SC D | GWh | Before Competition Groups | 0 | 0 | 0 | 571.4617 | 0 | 68 | Commercial_2019_SC D_GWh_Before Competition Groups_68 | Condensing Make Up Air Unit | 0% | 0 | 0 | Commercial_2019_SC D_GWh_Before Competition Groups_Condensing Make Up Air Unit
Commercial | Com ¦ Door Gasket Freezer/Refrigerator | 2019 | SC D | GWh | Before Competition Groups | 0 | 0 | 0 | 571.4617 | 0 | 69 | Commercial_2019_SC D_GWh_Before Competition Groups_69 | Door Gasket Freezer/Refrigerator | 0% | 0 | 0 | Commercial_2019_SC D_GWh_Before Competition Groups_Door Gasket Freezer/Refrigerator
Commercial | Com ¦ Efficient compressor motor | 2019 | SC D | GWh | Before Competition Groups | 0 | 0 | 0 | 571.4617 | 0 | 70 | Commercial_2019_SC D_GWh_Before Competition Groups_70 | Efficient compressor motor | 0% | 0 | 0 | Commercial_2019_SC D_GWh_Before Competition Groups_Efficient compressor motor
Commercial | Com ¦ Indoor Daylight Sensors/Photocell Dimming Control | 2019 | SC D | GWh | Before Competition Groups | 0 | 0 | 0 | 571.4617 | 0 | 71 | Commercial_2019_SC D_GWh_Before Competition Groups_71 | Indoor Daylight Sensors/Photocell Dimming Control | 0% | 0 | 0 | Commercial_2019_SC D_GWh_Before Competition Groups_Indoor Daylight Sensors/Photocell Dimming Control
Commercial | Com ¦ LED RECESSED DOWNLIGHTS | 2019 | SC D | GWh | Before Competition Groups | 0 | 0 | 0 | 571.4617 | 0 | 72 | Commercial_2019_SC D_GWh_Before Competition Groups_72 | LED RECESSED DOWNLIGHTS | 0% | 0 | 0 | Commercial_2019_SC D_GWh_Before Competition Groups_LED RECESSED DOWNLIGHTS
Commercial | Com ¦ Networked/Connected - High Impact Application | 2019 | SC D | GWh | Before Competition Groups | 0 | 0 | 0 | 571.4617 | 0 | 73 | Commercial_2019_SC D_GWh_Before Competition Groups_73 | Networked/Connected - High Impact Application | 0% | 0 | 0 | Commercial_2019_SC D_GWh_Before Competition Groups_Networked/Connected - High Impact Application
Commercial | Com ¦ Networked/Connected - Low Impact Application | 2019 | SC D | GWh | Before Competition Groups | 0 | 0 | 0 | 571.4617 | 0 | 74 | Commercial_2019_SC D_GWh_Before Competition Groups_74 | Networked/Connected - Low Impact Application | 0% | 0 | 0 | Commercial_2019_SC D_GWh_Before Competition Groups_Networked/Connected - Low Impact Application
Commercial | Com ¦ Notched V belts for HVAC Systems | 2019 | SC D | GWh | Before Competition Groups | 0 | 0 | 0 | 571.4617 | 0 | 75 | Commercial_2019_SC D_GWh_Before Competition Groups_75 | Notched V belts for HVAC Systems | 0% | 0 | 0 | Commercial_2019_SC D_GWh_Before Competition Groups_Notched V belts for HVAC Systems
Commercial | Com ¦ PTAC (12 EER/10,000 BTU) | 2019 | SC D | GWh | Before Competition Groups | 0 | 0 | 0 | 571.4617 | 0 | 76 | Commercial_2019_SC D_GWh_Before Competition Groups_76 | PTAC (12 EER/10,000 BTU) | 0% | 0 | 0 | Commercial_2019_SC D_GWh_Before Competition Groups_PTAC (12 EER/10,000 BTU)
Commercial | Com ¦ Refrigerated Display Case Doors | 2019 | SC D | GWh | Before Competition Groups | 0 | 0 | 0 | 571.4617 | 0 | 77 | Commercial_2019_SC D_GWh_Before Competition Groups_77 | Refrigerated Display Case Doors | 0% | 0 | 0 | Commercial_2019_SC D_GWh_Before Competition Groups_Refrigerated Display Case Doors
Commercial | Com ¦ Room AC (w/ louvered sides) 14 SEER from 12 SEER code | 2019 | SC D | GWh | Before Competition Groups | 0 | 0 | 0 | 571.4617 | 0 | 78 | Commercial_2019_SC D_GWh_Before Competition Groups_78 | Room AC (w/ louvered sides) 14 SEER from 12 SEER code | 0% | 0 | 0 | Commercial_2019_SC D_GWh_Before Competition Groups_Room AC (w/ louvered sides) 14 SEER from 12 SEER code
Commercial | Com ¦ Solar Water Preheat (Pools/DHW) | 2019 | SC D | GWh | Before Competition Groups | 0 | 0 | 0 | 571.4617 | 0 | 79 | Commercial_2019_SC D_GWh_Before Competition Groups_79 | Solar Water Preheat (Pools/DHW) | 0% | 0 | 0 | Commercial_2019_SC D_GWh_Before Competition Groups_Solar Water Preheat (Pools/DHW)
Commercial | Com ¦ Variable Refrigerant Flow Heat Pump | 2019 | SC D | GWh | Before Competition Groups | 0 | 0 | 0 | 571.4617 | 0 | 80 | Commercial_2019_SC D_GWh_Before Competition Groups_80 | Variable Refrigerant Flow Heat Pump | 0% | 0 | 0 | Commercial_2019_SC D_GWh_Before Competition Groups_Variable Refrigerant Flow Heat Pump
Commercial | Com ¦ Building Recommissioning, Operations and Maintenance (O&M) Improvements | 2019 | Technical | GWh | Before Competition Groups | 2549.3797 | 0 | 0 | 17125.8043 | 0.14886 | 1 | Commercial_2019_Technical_GWh_Before Competition Groups_1 | Building Recommissioning, Operations and Maintenance (O&M) Improvements | 14.89% | 0 | 2549.3797 | Commercial_2019_Technical_GWh_Before Competition Groups_Building Recommissioning, Operations and Maintenance (O&M) Improvements
Commercial | Com ¦ LED Low/High Bay | 2019 | Technical | GWh | Before Competition Groups | 1562.259 | 0 | 0 | 17125.8043 | 0.091223 | 2 | Commercial_2019_Technical_GWh_Before Competition Groups_2 | LED Low/High Bay | 9.122% | 0 | 1562.259 | Commercial_2019_Technical_GWh_Before Competition Groups_LED Low/High Bay
Commercial | Com ¦ LED Troffer/Surface/Suspended | 2019 | Technical | GWh | Before Competition Groups | 1272.5842 | 0 | 0 | 17125.8043 | 0.074308 | 3 | Commercial_2019_Technical_GWh_Before Competition Groups_3 | LED Troffer/Surface/Suspended | 7.431% | 0 | 1272.5842 | Commercial_2019_Technical_GWh_Before Competition Groups_LED Troffer/Surface/Suspended
Commercial | Com ¦ LLLC - High Impact Application | 2019 | Technical | GWh | Before Competition Groups | 1089.5244 | 0 | 0 | 17125.8043 | 0.063619 | 4 | Commercial_2019_Technical_GWh_Before Competition Groups_4 | LLLC - High Impact Application | 6.362% | 0 | 1089.5244 | Commercial_2019_Technical_GWh_Before Competition Groups_LLLC - High Impact Application
Commercial | Com ¦ LLLC - Low Impact Application | 2019 | Technical | GWh | Before Competition Groups | 1079.5063 | 0 | 0 | 17125.8043 | 0.063034 | 5 | Commercial_2019_Technical_GWh_Before Competition Groups_5 | LLLC - Low Impact Application | 6.303% | 0 | 1079.5063 | Commercial_2019_Technical_GWh_Before Competition Groups_LLLC - Low Impact Application
Commercial | Com ¦ Networked/Connected - High Impact Application | 2019 | Technical | GWh | Before Competition Groups | 985.1803 | 0 | 0 | 17125.8043 | 0.057526 | 6 | Commercial_2019_Technical_GWh_Before Competition Groups_6 | Networked/Connected - High Impact Application | 5.753% | 0 | 985.1803 | Commercial_2019_Technical_GWh_Before Competition Groups_Networked/Connected - High Impact Application
Commercial | Com ¦ Education and Capacity Building/Energy Behavior | 2019 | Technical | GWh | Before Competition Groups | 958.587 | 0 | 0 | 17125.8043 | 0.055973 | 7 | Commercial_2019_Technical_GWh_Before Competition Groups_7 | Education and Capacity Building/Energy Behavior | 5.597% | 0 | 958.587 | Commercial_2019_Technical_GWh_Before Competition Groups_Education and Capacity Building/Energy Behavior
Commercial | Com ¦ Networked/Connected - Low Impact Application | 2019 | Technical | GWh | Before Competition Groups | 926.5824 | 0 | 0 | 17125.8043 | 0.054104 | 8 | Commercial_2019_Technical_GWh_Before Competition Groups_8 | Networked/Connected - Low Impact Application | 5.41% | 0 | 926.5824 | Commercial_2019_Technical_GWh_Before Competition Groups_Networked/Connected - Low Impact Application
Commercial | Com ¦ ENERGY STAR LED LAMPS (REFLECTOR LAMPs/MR16/PAR 16) | 2019 | Technical | GWh | Before Competition Groups | 744.0775 | 0 | 0 | 17125.8043 | 0.043448 | 9 | Commercial_2019_Technical_GWh_Before Competition Groups_9 | ENERGY STAR LED LAMPS (REFLECTOR LAMPs/MR16/PAR 16) | 4.345% | 0 | 744.0775 | Commercial_2019_Technical_GWh_Before Competition Groups_ENERGY STAR LED LAMPS (REFLECTOR LAMPs/MR16/PAR 16)
Commercial | Com ¦ Furnace Tune-Up | 2019 | Technical | GWh | Before Competition Groups | 699.5783 | 0 | 0 | 17125.8043 | 0.040849 | 10 | Commercial_2019_Technical_GWh_Before Competition Groups_10 | Furnace Tune-Up | 4.085% | 0 | 699.5783 | Commercial_2019_Technical_GWh_Before Competition Groups_Furnace Tune-Up
Commercial | Com ¦ LED EXTERIOR AREA LIGHTS - LED fixture (200W) | 2019 | Technical | GWh | Before Competition Groups | 377.2014 | 0 | 0 | 17125.8043 | 0.022025 | 11 | Commercial_2019_Technical_GWh_Before Competition Groups_11 | LED EXTERIOR AREA LIGHTS - LED fixture (200W) | 2.203% | 0 | 377.2014 | Commercial_2019_Technical_GWh_Before Competition Groups_LED EXTERIOR AREA LIGHTS - LED fixture (200W)
Commercial | Com ¦ LED parking lot fixture | 2019 | Technical | GWh | Before Competition Groups | 366.0296 | 0 | 0 | 17125.8043 | 0.021373 | 12 | Commercial_2019_Technical_GWh_Before Competition Groups_12 | LED parking lot fixture | 2.137% | 0 | 366.0296 | Commercial_2019_Technical_GWh_Before Competition Groups_LED parking lot fixture
Commercial | Com ¦ Variable Refrigerant Flow Heat Pump | 2019 | Technical | GWh | Before Competition Groups | 310.9436 | 0 | 0 | 17125.8043 | 0.018156 | 13 | Commercial_2019_Technical_GWh_Before Competition Groups_13 | Variable Refrigerant Flow Heat Pump | 1.816% | 0 | 310.9436 | Commercial_2019_Technical_GWh_Before Competition Groups_Variable Refrigerant Flow Heat Pump
Commercial | Com ¦ Advanced BAS/Controllers | 2019 | Technical | GWh | Before Competition Groups | 308.587 | 0 | 0 | 17125.8043 | 0.018019 | 14 | Commercial_2019_Technical_GWh_Before Competition Groups_14 | Advanced BAS/Controllers | 1.802% | 0 | 308.587 | Commercial_2019_Technical_GWh_Before Competition Groups_Advanced BAS/Controllers
Commercial | Com ¦ Variable Frequency Drive (VFD) | 2019 | Technical | GWh | Before Competition Groups | 231.965 | 0 | 0 | 17125.8043 | 0.013545 | 15 | Commercial_2019_Technical_GWh_Before Competition Groups_15 | Variable Frequency Drive (VFD) | 1.354% | 0 | 231.965 | Commercial_2019_Technical_GWh_Before Competition Groups_Variable Frequency Drive (VFD)
Commercial | Com ¦ Strip Curtains | 2019 | Technical | GWh | Before Competition Groups | 220.1982 | 0 | 0 | 17125.8043 | 0.012858 | 16 | Commercial_2019_Technical_GWh_Before Competition Groups_16 | Strip Curtains | 1.286% | 0 | 220.1982 | Commercial_2019_Technical_GWh_Before Competition Groups_Strip Curtains
Commercial | Com ¦ LED street light fixture | 2019 | Technical | GWh | Before Competition Groups | 219.1184 | 0 | 0 | 17125.8043 | 0.012795 | 17 | Commercial_2019_Technical_GWh_Before Competition Groups_17 | LED street light fixture | 1.279% | 0 | 219.1184 | Commercial_2019_Technical_GWh_Before Competition Groups_LED street light fixture
Commercial | Com ¦ VFD on Pumps | 2019 | Technical | GWh | Before Competition Groups | 217.0425 | 0 | 0 | 17125.8043 | 0.012673 | 18 | Commercial_2019_Technical_GWh_Before Competition Groups_18 | VFD on Pumps | 1.267% | 0 | 217.0425 | Commercial_2019_Technical_GWh_Before Competition Groups_VFD on Pumps
Commercial | Com ¦ Demand Control Ventilation | 2019 | Technical | GWh | Before Competition Groups | 190.7156 | 0 | 0 | 17125.8043 | 0.011136 | 19 | Commercial_2019_Technical_GWh_Before Competition Groups_19 | Demand Control Ventilation | 1.114% | 0 | 190.7156 | Commercial_2019_Technical_GWh_Before Competition Groups_Demand Control Ventilation
Commercial | Com ¦ Air Handler with Dedicated Outdoor Air Systems | 2019 | Technical | GWh | Before Competition Groups | 177.0434 | 0 | 0 | 17125.8043 | 0.010338 | 20 | Commercial_2019_Technical_GWh_Before Competition Groups_20 | Air Handler with Dedicated Outdoor Air Systems | 1.034% | 0 | 177.0434 | Commercial_2019_Technical_GWh_Before Competition Groups_Air Handler with Dedicated Outdoor Air Systems
Commercial | Com ¦ Central Lighting Control System | 2019 | Technical | GWh | Before Competition Groups | 171.5299 | 0 | 0 | 17125.8043 | 0.010016 | 21 | Commercial_2019_Technical_GWh_Before Competition Groups_21 | Central Lighting Control System | 1.002% | 0 | 171.5299 | Commercial_2019_Technical_GWh_Before Competition Groups_Central Lighting Control System
Commercial | Com ¦ Adaptive Thermostats | 2019 | Technical | GWh | Before Competition Groups | 129.3341 | 0 | 0 | 17125.8043 | 0.007552 | 22 | Commercial_2019_Technical_GWh_Before Competition Groups_22 | Adaptive Thermostats | 0.7552% | 0 | 129.3341 | Commercial_2019_Technical_GWh_Before Competition Groups_Adaptive Thermostats
Commercial | Com ¦ Centrally controlled desktop PC/NETWORK PC POWER MANAGEMENT SOFTWARE | 2019 | Technical | GWh | Before Competition Groups | 117.9856 | 0 | 0 | 17125.8043 | 0.0068893 | 23 | Commercial_2019_Technical_GWh_Before Competition Groups_23 | Centrally controlled desktop PC/NETWORK PC POWER MANAGEMENT SOFTWARE | 0.6889% | 0 | 117.9856 | Commercial_2019_Technical_GWh_Before Competition Groups_Centrally controlled desktop PC/NETWORK PC POWER MANAGEMENT SOFTWARE
Commercial | Com ¦ ENERGY STAR LED LAMPS (General Service Lamps) | 2019 | Technical | GWh | Before Competition Groups | 117.1422 | 0 | 0 | 17125.8043 | 0.0068401 | 24 | Commercial_2019_Technical_GWh_Before Competition Groups_24 | ENERGY STAR LED LAMPS (General Service Lamps) | 0.684% | 0 | 117.1422 | Commercial_2019_Technical_GWh_Before Competition Groups_ENERGY STAR LED LAMPS (General Service Lamps)
Commercial | Com ¦ ECM MOTORS FOR EVAPORATOR FANS for refrigeration (WALK-IN) | 2019 | Technical | GWh | Before Competition Groups | 109.8551 | 0 | 0 | 17125.8043 | 0.0064146 | 25 | Commercial_2019_Technical_GWh_Before Competition Groups_25 | ECM MOTORS FOR EVAPORATOR FANS for refrigeration (WALK-IN) | 0.6415% | 0 | 109.8551 | Commercial_2019_Technical_GWh_Before Competition Groups_ECM MOTORS FOR EVAPORATOR FANS for refrigeration (WALK-IN)
Commercial | Com ¦ Condensing Unit Heaters or other Efficient Unit Heating System | 2019 | Technical | GWh | Before Competition Groups | 105.3217 | 0 | 0 | 17125.8043 | 0.0061499 | 26 | Commercial_2019_Technical_GWh_Before Competition Groups_26 | Condensing Unit Heaters or other Efficient Unit Heating System | 0.615% | 0 | 105.3217 | Commercial_2019_Technical_GWh_Before Competition Groups_Condensing Unit Heaters or other Efficient Unit Heating System
Commercial | Com ¦ Refrigerated Display Case LED | 2019 | Technical | GWh | Before Competition Groups | 102.7197 | 0 | 0 | 17125.8043 | 0.005998 | 27 | Commercial_2019_Technical_GWh_Before Competition Groups_27 | Refrigerated Display Case LED | 0.5998% | 0 | 102.7197 | Commercial_2019_Technical_GWh_Before Competition Groups_Refrigerated Display Case LED
Commercial | Com ¦ LED or Equivalent Sign Lighting | 2019 | Technical | GWh | Before Competition Groups | 99.8456 | 0 | 0 | 17125.8043 | 0.0058301 | 28 | Commercial_2019_Technical_GWh_Before Competition Groups_28 | LED or Equivalent Sign Lighting | 0.583% | 0 | 99.8456 | Commercial_2019_Technical_GWh_Before Competition Groups_LED or Equivalent Sign Lighting
Commercial | Com ¦ High R-Value Glass Doors/no-heat glass door | 2019 | Technical | GWh | Before Competition Groups | 97.231 | 0 | 0 | 17125.8043 | 0.0056775 | 29 | Commercial_2019_Technical_GWh_Before Competition Groups_29 | High R-Value Glass Doors/no-heat glass door | 0.5677% | 0 | 97.231 | Commercial_2019_Technical_GWh_Before Competition Groups_High R-Value Glass Doors/no-heat glass door
Commercial | Com ¦ Freezer Case Light Sensor | 2019 | Technical | GWh | Before Competition Groups | 90.4781 | 0 | 0 | 17125.8043 | 0.0052831 | 30 | Commercial_2019_Technical_GWh_Before Competition Groups_30 | Freezer Case Light Sensor | 0.5283% | 0 | 90.4781 | Commercial_2019_Technical_GWh_Before Competition Groups_Freezer Case Light Sensor
Commercial | Com ¦ Evaporator Fan Controls | 2019 | Technical | GWh | Before Competition Groups | 88.2573 | 0 | 0 | 17125.8043 | 0.0051535 | 31 | Commercial_2019_Technical_GWh_Before Competition Groups_31 | Evaporator Fan Controls | 0.5153% | 0 | 88.2573 | Commercial_2019_Technical_GWh_Before Competition Groups_Evaporator Fan Controls
Commercial | Com ¦ Indoor Daylight Sensors/Photocell Dimming Control | 2019 | Technical | GWh | Before Competition Groups | 88.1419 | 0 | 0 | 17125.8043 | 0.0051467 | 32 | Commercial_2019_Technical_GWh_Before Competition Groups_32 | Indoor Daylight Sensors/Photocell Dimming Control | 0.5147% | 0 | 88.1419 | Commercial_2019_Technical_GWh_Before Competition Groups_Indoor Daylight Sensors/Photocell Dimming Control
Commercial | Com ¦ Smart Strip Plug Outlets | 2019 | Technical | GWh | Before Competition Groups | 79.7662 | 0 | 0 | 17125.8043 | 0.0046577 | 33 | Commercial_2019_Technical_GWh_Before Competition Groups_33 | Smart Strip Plug Outlets | 0.4658% | 0 | 79.7662 | Commercial_2019_Technical_GWh_Before Competition Groups_Smart Strip Plug Outlets
Commercial | Com ¦ Data Center Storage/Server Virtualization | 2019 | Technical | GWh | Before Competition Groups | 78.0142 | 0 | 0 | 17125.8043 | 0.0045554 | 34 | Commercial_2019_Technical_GWh_Before Competition Groups_34 | Data Center Storage/Server Virtualization | 0.4555% | 0 | 78.0142 | Commercial_2019_Technical_GWh_Before Competition Groups_Data Center Storage/Server Virtualization
Commercial | Com ¦ Adding reflective (White) roof treatment or a green roof | 2019 | Technical | GWh | Before Competition Groups | 77.2115 | 0 | 0 | 17125.8043 | 0.0045085 | 35 | Commercial_2019_Technical_GWh_Before Competition Groups_35 | Adding reflective (White) roof treatment or a green roof | 0.4508% | 0 | 77.2115 | Commercial_2019_Technical_GWh_Before Competition Groups_Adding reflective (White) roof treatment or a green roof
Commercial | Com ¦ ENERGY STAR FREEZER | 2019 | Technical | GWh | Before Competition Groups | 75.3405 | 0 | 0 | 17125.8043 | 0.0043992 | 36 | Commercial_2019_Technical_GWh_Before Competition Groups_36 | ENERGY STAR FREEZER | 0.4399% | 0 | 75.3405 | Commercial_2019_Technical_GWh_Before Competition Groups_ENERGY STAR FREEZER
Commercial | Com ¦ Occupancy Sensors | 2019 | Technical | GWh | Before Competition Groups | 67.1505 | 0 | 0 | 17125.8043 | 0.003921 | 37 | Commercial_2019_Technical_GWh_Before Competition Groups_37 | Occupancy Sensors | 0.3921% | 0 | 67.1505 | Commercial_2019_Technical_GWh_Before Competition Groups_Occupancy Sensors
Commercial | Com ¦ Demand Control Kitchen Ventilation | 2019 | Technical | GWh | Before Competition Groups | 66.3403 | 0 | 0 | 17125.8043 | 0.0038737 | 38 | Commercial_2019_Technical_GWh_Before Competition Groups_38 | Demand Control Kitchen Ventilation | 0.3874% | 0 | 66.3403 | Commercial_2019_Technical_GWh_Before Competition Groups_Demand Control Kitchen Ventilation
Commercial | Com ¦ LED Replacement Lamp (Tube) | 2019 | Technical | GWh | Before Competition Groups | 64.7755 | 0 | 0 | 17125.8043 | 0.0037823 | 39 | Commercial_2019_Technical_GWh_Before Competition Groups_39 | LED Replacement Lamp (Tube) | 0.3782% | 0 | 64.7755 | Commercial_2019_Technical_GWh_Before Competition Groups_LED Replacement Lamp (Tube)
Commercial | Com ¦ HOTEL OCCUPANCY CONTROLS (HVAC + LIGHTING) | 2019 | Technical | GWh | Before Competition Groups | 63.7096 | 0 | 0 | 17125.8043 | 0.0037201 | 40 | Commercial_2019_Technical_GWh_Before Competition Groups_40 | HOTEL OCCUPANCY CONTROLS (HVAC + LIGHTING) | 0.372% | 0 | 63.7096 | Commercial_2019_Technical_GWh_Before Competition Groups_HOTEL OCCUPANCY CONTROLS (HVAC + LIGHTING)
Commercial | Com ¦ Refrigeration Commissioning | 2019 | Technical | GWh | Before Competition Groups | 60.533 | 0 | 0 | 17125.8043 | 0.0035346 | 41 | Commercial_2019_Technical_GWh_Before Competition Groups_41 | Refrigeration Commissioning | 0.3535% | 0 | 60.533 | Commercial_2019_Technical_GWh_Before Competition Groups_Refrigeration Commissioning
Commercial | Com ¦ High Efficiency Air Source Heat Pump | 2019 | Technical | GWh | Before Competition Groups | 59.7796 | 0 | 0 | 17125.8043 | 0.0034906 | 42 | Commercial_2019_Technical_GWh_Before Competition Groups_42 | High Efficiency Air Source Heat Pump | 0.3491% | 0 | 59.7796 | Commercial_2019_Technical_GWh_Before Competition Groups_High Efficiency Air Source Heat Pump
Commercial | Com ¦ Door Gasket Freezer/Refrigerator | 2019 | Technical | GWh | Before Competition Groups | 51.4846 | 0 | 0 | 17125.8043 | 0.0030063 | 43 | Commercial_2019_Technical_GWh_Before Competition Groups_43 | Door Gasket Freezer/Refrigerator | 0.3006% | 0 | 51.4846 | Commercial_2019_Technical_GWh_Before Competition Groups_Door Gasket Freezer/Refrigerator
Commercial | Com ¦ Refrigeration Optimization | 2019 | Technical | GWh | Before Competition Groups | 46.1744 | 0 | 0 | 17125.8043 | 0.0026962 | 44 | Commercial_2019_Technical_GWh_Before Competition Groups_44 | Refrigeration Optimization | 0.2696% | 0 | 46.1744 | Commercial_2019_Technical_GWh_Before Competition Groups_Refrigeration Optimization
Commercial | Com ¦ Refrigerated Display Case Doors | 2019 | Technical | GWh | Before Competition Groups | 43.8626 | 0 | 0 | 17125.8043 | 0.0025612 | 45 | Commercial_2019_Technical_GWh_Before Competition Groups_45 | Refrigerated Display Case Doors | 0.2561% | 0 | 43.8626 | Commercial_2019_Technical_GWh_Before Competition Groups_Refrigerated Display Case Doors
Commercial | Com ¦ ENERGY STAR Refrigerator | 2019 | Technical | GWh | Before Competition Groups | 37.1557 | 0 | 0 | 17125.8043 | 0.0021696 | 46 | Commercial_2019_Technical_GWh_Before Competition Groups_46 | ENERGY STAR Refrigerator | 0.217% | 0 | 37.1557 | Commercial_2019_Technical_GWh_Before Competition Groups_ENERGY STAR Refrigerator
Commercial | Com ¦ Temperature Adjustment in Commercial Freezers | 2019 | Technical | GWh | Before Competition Groups | 33.7491 | 0 | 0 | 17125.8043 | 0.0019707 | 47 | Commercial_2019_Technical_GWh_Before Competition Groups_47 | Temperature Adjustment in Commercial Freezers | 0.1971% | 0 | 33.7491 | Commercial_2019_Technical_GWh_Before Competition Groups_Temperature Adjustment in Commercial Freezers
Commercial | Com ¦ Reach-in Shaded Pole to ECM/PSC Evaporator Fan Motor | 2019 | Technical | GWh | Before Competition Groups | 30.1967 | 0 | 0 | 17125.8043 | 0.0017632 | 48 | Commercial_2019_Technical_GWh_Before Competition Groups_48 | Reach-in Shaded Pole to ECM/PSC Evaporator Fan Motor | 0.1763% | 0 | 30.1967 | Commercial_2019_Technical_GWh_Before Competition Groups_Reach-in Shaded Pole to ECM/PSC Evaporator Fan Motor
Commercial | Com ¦ Energy Efficient Laboratory Fume Hood | 2019 | Technical | GWh | Before Competition Groups | 30.088 | 0 | 0 | 17125.8043 | 0.0017569 | 49 | Commercial_2019_Technical_GWh_Before Competition Groups_49 | Energy Efficient Laboratory Fume Hood | 0.1757% | 0 | 30.088 | Commercial_2019_Technical_GWh_Before Competition Groups_Energy Efficient Laboratory Fume Hood
Commercial | Com ¦ Elec Storage WH 2.30 Et | 2019 | Technical | GWh | Before Competition Groups | 27.807 | 0 | 0 | 17125.8043 | 0.0016237 | 50 | Commercial_2019_Technical_GWh_Before Competition Groups_50 | Elec Storage WH 2.30 Et | 0.1624% | 0 | 27.807 | Commercial_2019_Technical_GWh_Before Competition Groups_Elec Storage WH 2.30 Et
Commercial | Com ¦ Vertical Night Covers | 2019 | Technical | GWh | Before Competition Groups | 26.1804 | 0 | 0 | 17125.8043 | 0.0015287 | 51 | Commercial_2019_Technical_GWh_Before Competition Groups_51 | Vertical Night Covers | 0.1529% | 0 | 26.1804 | Commercial_2019_Technical_GWh_Before Competition Groups_Vertical Night Covers
Commercial | Com ¦ CO Sensors for parking garage exhaust fans | 2019 | Technical | GWh | Before Competition Groups | 25.9185 | 0 | 0 | 17125.8043 | 0.0015134 | 52 | Commercial_2019_Technical_GWh_Before Competition Groups_52 | CO Sensors for parking garage exhaust fans | 0.1513% | 0 | 25.9185 | Commercial_2019_Technical_GWh_Before Competition Groups_CO Sensors for parking garage exhaust fans
Commercial | Com ¦ BEVERAGE VENDING MACHINE CONTROLS | 2019 | Technical | GWh | Before Competition Groups | 24.1796 | 0 | 0 | 17125.8043 | 0.0014119 | 53 | Commercial_2019_Technical_GWh_Before Competition Groups_53 | BEVERAGE VENDING MACHINE CONTROLS | 0.1412% | 0 | 24.1796 | Commercial_2019_Technical_GWh_Before Competition Groups_BEVERAGE VENDING MACHINE CONTROLS
Commercial | Com ¦ Duct Insulation, R8 | 2019 | Technical | GWh | Before Competition Groups | 23.3241 | 0 | 0 | 17125.8043 | 0.0013619 | 54 | Commercial_2019_Technical_GWh_Before Competition Groups_54 | Duct Insulation, R8 | 0.1362% | 0 | 23.3241 | Commercial_2019_Technical_GWh_Before Competition Groups_Duct Insulation, R8
Commercial | Com ¦ Anti-sweat heat (ASH) controls - Cooler/Freezer | 2019 | Technical | GWh | Before Competition Groups | 23.1725 | 0 | 0 | 17125.8043 | 0.0013531 | 55 | Commercial_2019_Technical_GWh_Before Competition Groups_55 | Anti-sweat heat (ASH) controls - Cooler/Freezer | 0.1353% | 0 | 23.1725 | Commercial_2019_Technical_GWh_Before Competition Groups_Anti-sweat heat (ASH) controls - Cooler/Freezer
Commercial | Com ¦ Water Heating (DHW) Pipe Insulation (Add 3/4\ Foam)" | 2019 | Technical | GWh | Before Competition Groups | 22.5363 | 0 | 0 | 17125.8043 | 0.0013159 | 56 | Commercial_2019_Technical_GWh_Before Competition Groups_56 | Water Heating (DHW) Pipe Insulation (Add 3/4\ Foam)" | 0.1316% | 0 | 22.5363 | Commercial_2019_Technical_GWh_Before Competition Groups_Water Heating (DHW) Pipe Insulation (Add 3/4\ Foam)"
Commercial | Com ¦ Unitary Air-Conditioning Unit | 2019 | Technical | GWh | Before Competition Groups | 18.1228 | 0 | 0 | 17125.8043 | 0.0010582 | 57 | Commercial_2019_Technical_GWh_Before Competition Groups_57 | Unitary Air-Conditioning Unit | 0.1058% | 0 | 18.1228 | Commercial_2019_Technical_GWh_Before Competition Groups_Unitary Air-Conditioning Unit
Commercial | Com ¦ Outside Air Economizer | 2019 | Technical | GWh | Before Competition Groups | 15.332 | 0 | 0 | 17125.8043 | 0.00089526 | 58 | Commercial_2019_Technical_GWh_Before Competition Groups_58 | Outside Air Economizer | 0.08953% | 0 | 15.332 | Commercial_2019_Technical_GWh_Before Competition Groups_Outside Air Economizer
Commercial | Com ¦ ENERGY STAR ICE MACHINES - Ice Making Head | 2019 | Technical | GWh | Before Competition Groups | 14.3583 | 0 | 0 | 17125.8043 | 0.0008384 | 59 | Commercial_2019_Technical_GWh_Before Competition Groups_59 | ENERGY STAR ICE MACHINES - Ice Making Head | 0.08384% | 0 | 14.3583 | Commercial_2019_Technical_GWh_Before Competition Groups_ENERGY STAR ICE MACHINES - Ice Making Head
Commercial | Com ¦ Suction Pipe Insulation Freezer/Refrigerator | 2019 | Technical | GWh | Before Competition Groups | 14.3079 | 0 | 0 | 17125.8043 | 0.00083546 | 60 | Commercial_2019_Technical_GWh_Before Competition Groups_60 | Suction Pipe Insulation Freezer/Refrigerator | 0.08355% | 0 | 14.3079 | Commercial_2019_Technical_GWh_Before Competition Groups_Suction Pipe Insulation Freezer/Refrigerator
Commercial | Com ¦ Roof Insulation/Ceiling Insulation (R25 Code to R35) | 2019 | Technical | GWh | Before Competition Groups | 12.1691 | 0 | 0 | 17125.8043 | 0.00071057 | 61 | Commercial_2019_Technical_GWh_Before Competition Groups_61 | Roof Insulation/Ceiling Insulation (R25 Code to R35) | 0.07106% | 0 | 12.1691 | Commercial_2019_Technical_GWh_Before Competition Groups_Roof Insulation/Ceiling Insulation (R25 Code to R35)
Commercial | Com ¦ Evaporator Coil Defrost (Cooler) | 2019 | Technical | GWh | Before Competition Groups | 11.7915 | 0 | 0 | 17125.8043 | 0.00068852 | 62 | Commercial_2019_Technical_GWh_Before Competition Groups_62 | Evaporator Coil Defrost (Cooler) | 0.06885% | 0 | 11.7915 | Commercial_2019_Technical_GWh_Before Competition Groups_Evaporator Coil Defrost (Cooler)
Commercial | Com ¦ Condensing Make Up Air Unit | 2019 | Technical | GWh | Before Competition Groups | 11.1637 | 0 | 0 | 17125.8043 | 0.00065186 | 63 | Commercial_2019_Technical_GWh_Before Competition Groups_63 | Condensing Make Up Air Unit | 0.06519% | 0 | 11.1637 | Commercial_2019_Technical_GWh_Before Competition Groups_Condensing Make Up Air Unit
Commercial | Com ¦ Super-High Efficiency Furnaces (Emerging Tech) | 2019 | Technical | GWh | Before Competition Groups | 10.013 | 0 | 0 | 17125.8043 | 0.00058467 | 64 | Commercial_2019_Technical_GWh_Before Competition Groups_64 | Super-High Efficiency Furnaces (Emerging Tech) | 0.05847% | 0 | 10.013 | Commercial_2019_Technical_GWh_Before Competition Groups_Super-High Efficiency Furnaces (Emerging Tech)
Commercial | Com ¦ High Efficiency Small Instantaneous Water Heater | 2019 | Technical | GWh | Before Competition Groups | 7.6295 | 0 | 0 | 17125.8043 | 0.0004455 | 65 | Commercial_2019_Technical_GWh_Before Competition Groups_65 | High Efficiency Small Instantaneous Water Heater | 0.04455% | 0 | 7.6295 | Commercial_2019_Technical_GWh_Before Competition Groups_High Efficiency Small Instantaneous Water Heater
Commercial | Com ¦ ENERGY STAR Dishwasher | 2019 | Technical | GWh | Before Competition Groups | 7.4939 | 0 | 0 | 17125.8043 | 0.00043758 | 66 | Commercial_2019_Technical_GWh_Before Competition Groups_66 | ENERGY STAR Dishwasher | 0.04376% | 0 | 7.4939 | Commercial_2019_Technical_GWh_Before Competition Groups_ENERGY STAR Dishwasher
Commercial | Com ¦ LED RECESSED DOWNLIGHTS | 2019 | Technical | GWh | Before Competition Groups | 6.265 | 0 | 0 | 17125.8043 | 0.00036582 | 67 | Commercial_2019_Technical_GWh_Before Competition Groups_67 | LED RECESSED DOWNLIGHTS | 0.03658% | 0 | 6.265 | Commercial_2019_Technical_GWh_Before Competition Groups_LED RECESSED DOWNLIGHTS
Commercial | Com ¦ Ground Source Heat Pump | 2019 | Technical | GWh | Before Competition Groups | 6.0867 | 0 | 0 | 17125.8043 | 0.00035541 | 68 | Commercial_2019_Technical_GWh_Before Competition Groups_68 | Ground Source Heat Pump | 0.03554% | 0 | 6.0867 | Commercial_2019_Technical_GWh_Before Competition Groups_Ground Source Heat Pump
Commercial | Com ¦ Ozone Laundry Treatment | 2019 | Technical | GWh | Before Competition Groups | 5.9383 | 0 | 0 | 17125.8043 | 0.00034675 | 69 | Commercial_2019_Technical_GWh_Before Competition Groups_69 | Ozone Laundry Treatment | 0.03467% | 0 | 5.9383 | Commercial_2019_Technical_GWh_Before Competition Groups_Ozone Laundry Treatment
Commercial | Com ¦ Efficient compressor motor | 2019 | Technical | GWh | Before Competition Groups | 5.5315 | 0 | 0 | 17125.8043 | 0.00032299 | 70 | Commercial_2019_Technical_GWh_Before Competition Groups_70 | Efficient compressor motor | 0.0323% | 0 | 5.5315 | Commercial_2019_Technical_GWh_Before Competition Groups_Efficient compressor motor
Commercial | Com ¦ Demand controlled Circulating Systems | 2019 | Technical | GWh | Before Competition Groups | 4.8304 | 0 | 0 | 17125.8043 | 0.00028205 | 71 | Commercial_2019_Technical_GWh_Before Competition Groups_71 | Demand controlled Circulating Systems | 0.02821% | 0 | 4.8304 | Commercial_2019_Technical_GWh_Before Competition Groups_Demand controlled Circulating Systems
Commercial | Com ¦ ENERGY STAR Griddle (74% eff) | 2019 | Technical | GWh | Before Competition Groups | 4.4615 | 0 | 0 | 17125.8043 | 0.00026051 | 72 | Commercial_2019_Technical_GWh_Before Competition Groups_72 | ENERGY STAR Griddle (74% eff) | 0.02605% | 0 | 4.4615 | Commercial_2019_Technical_GWh_Before Competition Groups_ENERGY STAR Griddle (74% eff)
Commercial | Com ¦ Chilled Water Optimization | 2019 | Technical | GWh | Before Competition Groups | 4.2364 | 0 | 0 | 17125.8043 | 0.00024737 | 73 | Commercial_2019_Technical_GWh_Before Competition Groups_73 | Chilled Water Optimization | 0.02474% | 0 | 4.2364 | Commercial_2019_Technical_GWh_Before Competition Groups_Chilled Water Optimization
Commercial | Com ¦ SYNCHRONOUS BELT | 2019 | Technical | GWh | Before Competition Groups | 3.6955 | 0 | 0 | 17125.8043 | 0.00021579 | 74 | Commercial_2019_Technical_GWh_Before Competition Groups_74 | SYNCHRONOUS BELT | 0.02158% | 0 | 3.6955 | Commercial_2019_Technical_GWh_Before Competition Groups_SYNCHRONOUS BELT
Commercial | Com ¦ Water Source Heat Pump (4 ton) | 2019 | Technical | GWh | Before Competition Groups | 3.3129 | 0 | 0 | 17125.8043 | 0.00019345 | 75 | Commercial_2019_Technical_GWh_Before Competition Groups_75 | Water Source Heat Pump (4 ton) | 0.01934% | 0 | 3.3129 | Commercial_2019_Technical_GWh_Before Competition Groups_Water Source Heat Pump (4 ton)
Commercial | Com ¦ Wall Insulation | 2019 | Technical | GWh | Before Competition Groups | 2.8044 | 0 | 0 | 17125.8043 | 0.00016375 | 76 | Commercial_2019_Technical_GWh_Before Competition Groups_76 | Wall Insulation | 0.01638% | 0 | 2.8044 | Commercial_2019_Technical_GWh_Before Competition Groups_Wall Insulation
Commercial | Com ¦ Solar Preheat Make up Air | 2019 | Technical | GWh | Before Competition Groups | 2.7702 | 0 | 0 | 17125.8043 | 0.00016176 | 77 | Commercial_2019_Technical_GWh_Before Competition Groups_77 | Solar Preheat Make up Air | 0.01618% | 0 | 2.7702 | Commercial_2019_Technical_GWh_Before Competition Groups_Solar Preheat Make up Air
Commercial | Com ¦ ECM MOTORS FOR HVAC APPLICATION (FAN-POWERED VAV BOX) | 2019 | Technical | GWh | Before Competition Groups | 2.4502 | 0 | 0 | 17125.8043 | 0.00014307 | 78 | Commercial_2019_Technical_GWh_Before Competition Groups_78 | ECM MOTORS FOR HVAC APPLICATION (FAN-POWERED VAV BOX) | 0.01431% | 0 | 2.4502 | Commercial_2019_Technical_GWh_Before Competition Groups_ECM MOTORS FOR HVAC APPLICATION (FAN-POWERED VAV BOX)
Commercial | Com ¦ Notched V belts for HVAC Systems | 2019 | Technical | GWh | Before Competition Groups | 1.8478 | 0 | 0 | 17125.8043 | 0.00010789 | 79 | Commercial_2019_Technical_GWh_Before Competition Groups_79 | Notched V belts for HVAC Systems | 0.01079% | 0 | 1.8478 | Commercial_2019_Technical_GWh_Before Competition Groups_Notched V belts for HVAC Systems
Commercial | Com ¦ ENERGY STAR Fryer (84% eff) | 2019 | Technical | GWh | Before Competition Groups | 1.545 | 0 | 0 | 17125.8043 | 9.0216e-05 | 80 | Commercial_2019_Technical_GWh_Before Competition Groups_80 | ENERGY STAR Fryer (84% eff) | 0.009022% | 0 | 1.545 | Commercial_2019_Technical_GWh_Before Competition Groups_ENERGY STAR Fryer (84% eff)
Commercial | Com ¦ Auto Off Time Switch or Time Clock control | 2019 | Technical | GWh | Before Competition Groups | 1.2122 | 0 | 0 | 17125.8043 | 7.0781e-05 | 81 | Commercial_2019_Technical_GWh_Before Competition Groups_81 | Auto Off Time Switch or Time Clock control | 0.007078% | 0 | 1.2122 | Commercial_2019_Technical_GWh_Before Competition Groups_Auto Off Time Switch or Time Clock control
Commercial | Com ¦ ENERGY STAR Steam Cookers | 2019 | Technical | GWh | Before Competition Groups | 0.7567 | 0 | 0 | 17125.8043 | 4.4185e-05 | 82 | Commercial_2019_Technical_GWh_Before Competition Groups_82 | ENERGY STAR Steam Cookers | 0.004419% | 0 | 0.7567 | Commercial_2019_Technical_GWh_Before Competition Groups_ENERGY STAR Steam Cookers
Commercial | Com ¦ Thermostat Setback | 2019 | Technical | GWh | Before Competition Groups | 0.5337 | 0 | 0 | 17125.8043 | 3.1163e-05 | 83 | Commercial_2019_Technical_GWh_Before Competition Groups_83 | Thermostat Setback | 0.003116% | 0 | 0.5337 | Commercial_2019_Technical_GWh_Before Competition Groups_Thermostat Setback
Commercial | Com ¦ Solar Water Preheat (Pools/DHW) | 2019 | Technical | GWh | Before Competition Groups | 0.33846 | 0 | 0 | 17125.8043 | 1.9763e-05 | 84 | Commercial_2019_Technical_GWh_Before Competition Groups_84 | Solar Water Preheat (Pools/DHW) | 0.001976% | 0 | 0.33846 | Commercial_2019_Technical_GWh_Before Competition Groups_Solar Water Preheat (Pools/DHW)
Commercial | Com ¦ PTAC (12 EER/10,000 BTU) | 2019 | Technical | GWh | Before Competition Groups | 0.32061 | 0 | 0 | 17125.8043 | 1.8721e-05 | 85 | Commercial_2019_Technical_GWh_Before Competition Groups_85 | PTAC (12 EER/10,000 BTU) | 0.001872% | 0 | 0.32061 | Commercial_2019_Technical_GWh_Before Competition Groups_PTAC (12 EER/10,000 BTU)
Commercial | Com ¦ Heat Pump Water Heater (50 Gallons) | 2019 | Technical | GWh | Before Competition Groups | 0.3141 | 0 | 0 | 17125.8043 | 1.8341e-05 | 86 | Commercial_2019_Technical_GWh_Before Competition Groups_86 | Heat Pump Water Heater (50 Gallons) | 0.001834% | 0 | 0.3141 | Commercial_2019_Technical_GWh_Before Competition Groups_Heat Pump Water Heater (50 Gallons)
Commercial | Com ¦ Room AC (w/ louvered sides) 14 SEER from 12 SEER code | 2019 | Technical | GWh | Before Competition Groups | 0.30702 | 0 | 0 | 17125.8043 | 1.7927e-05 | 87 | Commercial_2019_Technical_GWh_Before Competition Groups_87 | Room AC (w/ louvered sides) 14 SEER from 12 SEER code | 0.001793% | 0 | 0.30702 | Commercial_2019_Technical_GWh_Before Competition Groups_Room AC (w/ louvered sides) 14 SEER from 12 SEER code
Commercial | Com ¦ Commercial Hot Food Holding Cabinets | 2019 | Technical | GWh | Before Competition Groups | 0.22233 | 0 | 0 | 17125.8043 | 1.2982e-05 | 88 | Commercial_2019_Technical_GWh_Before Competition Groups_88 | Commercial Hot Food Holding Cabinets | 0.001298% | 0 | 0.22233 | Commercial_2019_Technical_GWh_Before Competition Groups_Commercial Hot Food Holding Cabinets
Commercial | Com ¦ HVAC Optimization | 2019 | Technical | GWh | Before Competition Groups | 0.21176 | 0 | 0 | 17125.8043 | 1.2365e-05 | 89 | Commercial_2019_Technical_GWh_Before Competition Groups_89 | HVAC Optimization | 0.001236% | 0 | 0.21176 | Commercial_2019_Technical_GWh_Before Competition Groups_HVAC Optimization
Commercial | Com ¦ CEE Tier 2/Energy Star Clothes Washers | 2019 | Technical | GWh | Before Competition Groups | 0.20576 | 0 | 0 | 17125.8043 | 1.2015e-05 | 90 | Commercial_2019_Technical_GWh_Before Competition Groups_90 | CEE Tier 2/Energy Star Clothes Washers | 0.001201% | 0 | 0.20576 | Commercial_2019_Technical_GWh_Before Competition Groups_CEE Tier 2/Energy Star Clothes Washers
Commercial | Com ¦ Low Flow Pre-Rinse Spray Nozzle | 2019 | Technical | GWh | Before Competition Groups | 0.17853 | 0 | 0 | 17125.8043 | 1.0425e-05 | 91 | Commercial_2019_Technical_GWh_Before Competition Groups_91 | Low Flow Pre-Rinse Spray Nozzle | 0.001042% | 0 | 0.17853 | Commercial_2019_Technical_GWh_Before Competition Groups_Low Flow Pre-Rinse Spray Nozzle
Commercial | Com ¦ EC Plug Fan for Data Center (under cabinet) | 2019 | Technical | GWh | Before Competition Groups | 0.16824 | 0 | 0 | 17125.8043 | 9.8236e-06 | 92 | Commercial_2019_Technical_GWh_Before Competition Groups_92 | EC Plug Fan for Data Center (under cabinet) | 0.0009824% | 0 | 0.16824 | Commercial_2019_Technical_GWh_Before Competition Groups_EC Plug Fan for Data Center (under cabinet)
Commercial | Com ¦ Solar Electric Water Heater (50 Gallon) | 2019 | Technical | GWh | Before Competition Groups | 0.1351 | 0 | 0 | 17125.8043 | 7.8889e-06 | 93 | Commercial_2019_Technical_GWh_Before Competition Groups_93 | Solar Electric Water Heater (50 Gallon) | 0.0007889% | 0 | 0.1351 | Commercial_2019_Technical_GWh_Before Competition Groups_Solar Electric Water Heater (50 Gallon)
Commercial | COM ¦ Ductless Mini-Split Heat Pumps | 2019 | Technical | GWh | Before Competition Groups | 0.13279 | 0 | 0 | 17125.8043 | 7.7536e-06 | 94 | Commercial_2019_Technical_GWh_Before Competition Groups_94 | Ductless Mini-Split Heat Pumps | 0.0007754% | 0 | 0.13279 | Commercial_2019_Technical_GWh_Before Competition Groups_Ductless Mini-Split Heat Pumps
Commercial | Com ¦ Exterior Photocell | 2019 | Technical | GWh | Before Competition Groups | 0.080107 | 0 | 0 | 17125.8043 | 4.6775e-06 | 95 | Commercial_2019_Technical_GWh_Before Competition Groups_95 | Exterior Photocell | 0.0004678% | 0 | 0.080107 | Commercial_2019_Technical_GWh_Before Competition Groups_Exterior Photocell
Commercial | Com ¦ High Efficiency Chiller (avg of water and air cooled) | 2019 | Technical | GWh | Before Competition Groups | 0.056895 | 0 | 0 | 17125.8043 | 3.3222e-06 | 96 | Commercial_2019_Technical_GWh_Before Competition Groups_96 | High Efficiency Chiller (avg of water and air cooled) | 0.0003322% | 0 | 0.056895 | Commercial_2019_Technical_GWh_Before Competition Groups_High Efficiency Chiller (avg of water and air cooled)
Commercial | Com ¦ Air Curtains | 2019 | Technical | GWh | Before Competition Groups | 0.046718 | 0 | 0 | 17125.8043 | 2.7279e-06 | 97 | Commercial_2019_Technical_GWh_Before Competition Groups_97 | Air Curtains | 0.0002728% | 0 | 0.046718 | Commercial_2019_Technical_GWh_Before Competition Groups_Air Curtains
Commercial | Com ¦ eCube | 2019 | Technical | GWh | Before Competition Groups | 0.018732 | 0 | 0 | 17125.8043 | 1.0938e-06 | 98 | Commercial_2019_Technical_GWh_Before Competition Groups_98 | eCube | 0.0001094% | 0 | 0.018732 | Commercial_2019_Technical_GWh_Before Competition Groups_eCube
Commercial | Com ¦ VSD Air Compressor | 2019 | Technical | GWh | Before Competition Groups | 0.0052847 | 0 | 0 | 17125.8043 | 3.0858e-07 | 99 | Commercial_2019_Technical_GWh_Before Competition Groups_99 | VSD Air Compressor | 3.086e-05% | 0 | 0.0052847 | Commercial_2019_Technical_GWh_Before Competition Groups_VSD Air Compressor
Commercial | Com ¦ High Efficiency Induction Cooking | 2019 | Technical | GWh | Before Competition Groups | 0.0050404 | 0 | 0 | 17125.8043 | 2.9431e-07 | 100 | Commercial_2019_Technical_GWh_Before Competition Groups_100 | High Efficiency Induction Cooking | 2.943e-05% | 0 | 0.0050404 | Commercial_2019_Technical_GWh_Before Competition Groups_High Efficiency Induction Cooking
Commercial | Com ¦ Electric Convection Combination Ovens | 2019 | Technical | GWh | Before Competition Groups | 0.00040697 | 0 | 0 | 17125.8043 | 2.3763e-08 | 101 | Commercial_2019_Technical_GWh_Before Competition Groups_101 | Electric Convection Combination Ovens | 2.376e-06% | 0 | 0.00040697 | Commercial_2019_Technical_GWh_Before Competition Groups_Electric Convection Combination Ovens
Commercial | Com ¦ Building Recommissioning, Operations and Maintenance (O&M) Improvements | 2020 | Economic | GWh | Before Competition Groups | 2450.9679 | 0 | 0 | 11070.3224 | 0.2214 | 1 | Commercial_2020_Economic_GWh_Before Competition Groups_1 | Building Recommissioning, Operations and Maintenance (O&M) Improvements | 22.14% | 0 | 2450.9679 | Commercial_2020_Economic_GWh_Before Competition Groups_Building Recommissioning, Operations and Maintenance (O&M) Improvements
Commercial | Com ¦ LED Troffer/Surface/Suspended | 2020 | Economic | GWh | Before Competition Groups | 990.863 | 0 | 0 | 11070.3224 | 0.089506 | 2 | Commercial_2020_Economic_GWh_Before Competition Groups_2 | LED Troffer/Surface/Suspended | 8.951% | 0 | 990.863 | Commercial_2020_Economic_GWh_Before Competition Groups_LED Troffer/Surface/Suspended
Commercial | Com ¦ Education and Capacity Building/Energy Behavior | 2020 | Economic | GWh | Before Competition Groups | 805.5794 | 0 | 0 | 11070.3224 | 0.072769 | 3 | Commercial_2020_Economic_GWh_Before Competition Groups_3 | Education and Capacity Building/Energy Behavior | 7.277% | 0 | 805.5794 | Commercial_2020_Economic_GWh_Before Competition Groups_Education and Capacity Building/Energy Behavior
Commercial | Com ¦ ENERGY STAR LED LAMPS (REFLECTOR LAMPs/MR16/PAR 16) | 2020 | Economic | GWh | Before Competition Groups | 764.1542 | 0 | 0 | 11070.3224 | 0.069027 | 4 | Commercial_2020_Economic_GWh_Before Competition Groups_4 | ENERGY STAR LED LAMPS (REFLECTOR LAMPs/MR16/PAR 16) | 6.903% | 0 | 764.1542 | Commercial_2020_Economic_GWh_Before Competition Groups_ENERGY STAR LED LAMPS (REFLECTOR LAMPs/MR16/PAR 16)
Commercial | Com ¦ Furnace Tune-Up | 2020 | Economic | GWh | Before Competition Groups | 685.5104 | 0 | 0 | 11070.3224 | 0.061923 | 5 | Commercial_2020_Economic_GWh_Before Competition Groups_5 | Furnace Tune-Up | 6.192% | 0 | 685.5104 | Commercial_2020_Economic_GWh_Before Competition Groups_Furnace Tune-Up
Commercial | Com ¦ LED Low/High Bay | 2020 | Economic | GWh | Before Competition Groups | 535.6486 | 0 | 0 | 11070.3224 | 0.048386 | 6 | Commercial_2020_Economic_GWh_Before Competition Groups_6 | LED Low/High Bay | 4.839% | 0 | 535.6486 | Commercial_2020_Economic_GWh_Before Competition Groups_LED Low/High Bay
Commercial | Com ¦ LED EXTERIOR AREA LIGHTS - LED fixture (200W) | 2020 | Economic | GWh | Before Competition Groups | 433.6031 | 0 | 0 | 11070.3224 | 0.039168 | 7 | Commercial_2020_Economic_GWh_Before Competition Groups_7 | LED EXTERIOR AREA LIGHTS - LED fixture (200W) | 3.917% | 0 | 433.6031 | Commercial_2020_Economic_GWh_Before Competition Groups_LED EXTERIOR AREA LIGHTS - LED fixture (200W)
Commercial | Com ¦ LED parking lot fixture | 2020 | Economic | GWh | Before Competition Groups | 423.8151 | 0 | 0 | 11070.3224 | 0.038284 | 8 | Commercial_2020_Economic_GWh_Before Competition Groups_8 | LED parking lot fixture | 3.828% | 0 | 423.8151 | Commercial_2020_Economic_GWh_Before Competition Groups_LED parking lot fixture
Commercial | Com ¦ LLLC - Low Impact Application | 2020 | Economic | GWh | Before Competition Groups | 319.5433 | 0 | 0 | 11070.3224 | 0.028865 | 9 | Commercial_2020_Economic_GWh_Before Competition Groups_9 | LLLC - Low Impact Application | 2.886% | 0 | 319.5433 | Commercial_2020_Economic_GWh_Before Competition Groups_LLLC - Low Impact Application
Commercial | Com ¦ Advanced BAS/Controllers | 2020 | Economic | GWh | Before Competition Groups | 311.193 | 0 | 0 | 11070.3224 | 0.028111 | 10 | Commercial_2020_Economic_GWh_Before Competition Groups_10 | Advanced BAS/Controllers | 2.811% | 0 | 311.193 | Commercial_2020_Economic_GWh_Before Competition Groups_Advanced BAS/Controllers
Commercial | Com ¦ LED street light fixture | 2020 | Economic | GWh | Before Competition Groups | 249.1011 | 0 | 0 | 11070.3224 | 0.022502 | 11 | Commercial_2020_Economic_GWh_Before Competition Groups_11 | LED street light fixture | 2.25% | 0 | 249.1011 | Commercial_2020_Economic_GWh_Before Competition Groups_LED street light fixture
Commercial | Com ¦ Variable Frequency Drive (VFD) | 2020 | Economic | GWh | Before Competition Groups | 227.2604 | 0 | 0 | 11070.3224 | 0.020529 | 12 | Commercial_2020_Economic_GWh_Before Competition Groups_12 | Variable Frequency Drive (VFD) | 2.053% | 0 | 227.2604 | Commercial_2020_Economic_GWh_Before Competition Groups_Variable Frequency Drive (VFD)
Commercial | Com ¦ Strip Curtains | 2020 | Economic | GWh | Before Competition Groups | 224.1434 | 0 | 0 | 11070.3224 | 0.020247 | 13 | Commercial_2020_Economic_GWh_Before Competition Groups_13 | Strip Curtains | 2.025% | 0 | 224.1434 | Commercial_2020_Economic_GWh_Before Competition Groups_Strip Curtains
Commercial | Com ¦ LLLC - High Impact Application | 2020 | Economic | GWh | Before Competition Groups | 215.3318 | 0 | 0 | 11070.3224 | 0.019451 | 14 | Commercial_2020_Economic_GWh_Before Competition Groups_14 | LLLC - High Impact Application | 1.945% | 0 | 215.3318 | Commercial_2020_Economic_GWh_Before Competition Groups_LLLC - High Impact Application
Commercial | Com ¦ VFD on Pumps | 2020 | Economic | GWh | Before Competition Groups | 212.6652 | 0 | 0 | 11070.3224 | 0.01921 | 15 | Commercial_2020_Economic_GWh_Before Competition Groups_15 | VFD on Pumps | 1.921% | 0 | 212.6652 | Commercial_2020_Economic_GWh_Before Competition Groups_VFD on Pumps
Commercial | Com ¦ Demand Control Ventilation | 2020 | Economic | GWh | Before Competition Groups | 200.9533 | 0 | 0 | 11070.3224 | 0.018152 | 16 | Commercial_2020_Economic_GWh_Before Competition Groups_16 | Demand Control Ventilation | 1.815% | 0 | 200.9533 | Commercial_2020_Economic_GWh_Before Competition Groups_Demand Control Ventilation
Commercial | Com ¦ Air Handler with Dedicated Outdoor Air Systems | 2020 | Economic | GWh | Before Competition Groups | 173.4532 | 0 | 0 | 11070.3224 | 0.015668 | 17 | Commercial_2020_Economic_GWh_Before Competition Groups_17 | Air Handler with Dedicated Outdoor Air Systems | 1.567% | 0 | 173.4532 | Commercial_2020_Economic_GWh_Before Competition Groups_Air Handler with Dedicated Outdoor Air Systems
Commercial | Com ¦ ENERGY STAR LED LAMPS (General Service Lamps) | 2020 | Economic | GWh | Before Competition Groups | 139.1853 | 0 | 0 | 11070.3224 | 0.012573 | 18 | Commercial_2020_Economic_GWh_Before Competition Groups_18 | ENERGY STAR LED LAMPS (General Service Lamps) | 1.257% | 0 | 139.1853 | Commercial_2020_Economic_GWh_Before Competition Groups_ENERGY STAR LED LAMPS (General Service Lamps)
Commercial | Com ¦ Data Center Storage/Server Virtualization | 2020 | Economic | GWh | Before Competition Groups | 136.5249 | 0 | 0 | 11070.3224 | 0.012333 | 19 | Commercial_2020_Economic_GWh_Before Competition Groups_19 | Data Center Storage/Server Virtualization | 1.233% | 0 | 136.5249 | Commercial_2020_Economic_GWh_Before Competition Groups_Data Center Storage/Server Virtualization
Commercial | Com ¦ Centrally controlled desktop PC/NETWORK PC POWER MANAGEMENT SOFTWARE | 2020 | Economic | GWh | Before Competition Groups | 134.7987 | 0 | 0 | 11070.3224 | 0.012177 | 20 | Commercial_2020_Economic_GWh_Before Competition Groups_20 | Centrally controlled desktop PC/NETWORK PC POWER MANAGEMENT SOFTWARE | 1.218% | 0 | 134.7987 | Commercial_2020_Economic_GWh_Before Competition Groups_Centrally controlled desktop PC/NETWORK PC POWER MANAGEMENT SOFTWARE
Commercial | Com ¦ Adaptive Thermostats | 2020 | Economic | GWh | Before Competition Groups | 131.3767 | 0 | 0 | 11070.3224 | 0.011867 | 21 | Commercial_2020_Economic_GWh_Before Competition Groups_21 | Adaptive Thermostats | 1.187% | 0 | 131.3767 | Commercial_2020_Economic_GWh_Before Competition Groups_Adaptive Thermostats
Commercial | Com ¦ LED Replacement Lamp (Tube) | 2020 | Economic | GWh | Before Competition Groups | 126.641 | 0 | 0 | 11070.3224 | 0.01144 | 22 | Commercial_2020_Economic_GWh_Before Competition Groups_22 | LED Replacement Lamp (Tube) | 1.144% | 0 | 126.641 | Commercial_2020_Economic_GWh_Before Competition Groups_LED Replacement Lamp (Tube)
Commercial | Com ¦ High Efficiency Air Source Heat Pump | 2020 | Economic | GWh | Before Competition Groups | 117.0845 | 0 | 0 | 11070.3224 | 0.010576 | 23 | Commercial_2020_Economic_GWh_Before Competition Groups_23 | High Efficiency Air Source Heat Pump | 1.058% | 0 | 117.0845 | Commercial_2020_Economic_GWh_Before Competition Groups_High Efficiency Air Source Heat Pump
Commercial | Com ¦ LED or Equivalent Sign Lighting | 2020 | Economic | GWh | Before Competition Groups | 113.3632 | 0 | 0 | 11070.3224 | 0.01024 | 24 | Commercial_2020_Economic_GWh_Before Competition Groups_24 | LED or Equivalent Sign Lighting | 1.024% | 0 | 113.3632 | Commercial_2020_Economic_GWh_Before Competition Groups_LED or Equivalent Sign Lighting
Commercial | Com ¦ ECM MOTORS FOR EVAPORATOR FANS for refrigeration (WALK-IN) | 2020 | Economic | GWh | Before Competition Groups | 107.6429 | 0 | 0 | 11070.3224 | 0.0097236 | 25 | Commercial_2020_Economic_GWh_Before Competition Groups_25 | ECM MOTORS FOR EVAPORATOR FANS for refrigeration (WALK-IN) | 0.9724% | 0 | 107.6429 | Commercial_2020_Economic_GWh_Before Competition Groups_ECM MOTORS FOR EVAPORATOR FANS for refrigeration (WALK-IN)
Commercial | Com ¦ Condensing Unit Heaters or other Efficient Unit Heating System | 2020 | Economic | GWh | Before Competition Groups | 103.1811 | 0 | 0 | 11070.3224 | 0.0093205 | 26 | Commercial_2020_Economic_GWh_Before Competition Groups_26 | Condensing Unit Heaters or other Efficient Unit Heating System | 0.9321% | 0 | 103.1811 | Commercial_2020_Economic_GWh_Before Competition Groups_Condensing Unit Heaters or other Efficient Unit Heating System
Commercial | Com ¦ Freezer Case Light Sensor | 2020 | Economic | GWh | Before Competition Groups | 88.6564 | 0 | 0 | 11070.3224 | 0.0080085 | 27 | Commercial_2020_Economic_GWh_Before Competition Groups_27 | Freezer Case Light Sensor | 0.8008% | 0 | 88.6564 | Commercial_2020_Economic_GWh_Before Competition Groups_Freezer Case Light Sensor
Commercial | Com ¦ Evaporator Fan Controls | 2020 | Economic | GWh | Before Competition Groups | 86.4804 | 0 | 0 | 11070.3224 | 0.0078119 | 28 | Commercial_2020_Economic_GWh_Before Competition Groups_28 | Evaporator Fan Controls | 0.7812% | 0 | 86.4804 | Commercial_2020_Economic_GWh_Before Competition Groups_Evaporator Fan Controls
Commercial | Com ¦ Occupancy Sensors | 2020 | Economic | GWh | Before Competition Groups | 68.2129 | 0 | 0 | 11070.3224 | 0.0061618 | 29 | Commercial_2020_Economic_GWh_Before Competition Groups_29 | Occupancy Sensors | 0.6162% | 0 | 68.2129 | Commercial_2020_Economic_GWh_Before Competition Groups_Occupancy Sensors
Commercial | Com ¦ Demand Control Kitchen Ventilation | 2020 | Economic | GWh | Before Competition Groups | 60.9305 | 0 | 0 | 11070.3224 | 0.005504 | 30 | Commercial_2020_Economic_GWh_Before Competition Groups_30 | Demand Control Kitchen Ventilation | 0.5504% | 0 | 60.9305 | Commercial_2020_Economic_GWh_Before Competition Groups_Demand Control Kitchen Ventilation
Commercial | Com ¦ Reach-in Shaded Pole to ECM/PSC Evaporator Fan Motor | 2020 | Economic | GWh | Before Competition Groups | 59.0229 | 0 | 0 | 11070.3224 | 0.0053316 | 31 | Commercial_2020_Economic_GWh_Before Competition Groups_31 | Reach-in Shaded Pole to ECM/PSC Evaporator Fan Motor | 0.5332% | 0 | 59.0229 | Commercial_2020_Economic_GWh_Before Competition Groups_Reach-in Shaded Pole to ECM/PSC Evaporator Fan Motor
Commercial | Com ¦ Unitary Air-Conditioning Unit | 2020 | Economic | GWh | Before Competition Groups | 35.1395 | 0 | 0 | 11070.3224 | 0.0031742 | 32 | Commercial_2020_Economic_GWh_Before Competition Groups_32 | Unitary Air-Conditioning Unit | 0.3174% | 0 | 35.1395 | Commercial_2020_Economic_GWh_Before Competition Groups_Unitary Air-Conditioning Unit
Commercial | Com ¦ Temperature Adjustment in Commercial Freezers | 2020 | Economic | GWh | Before Competition Groups | 33.0693 | 0 | 0 | 11070.3224 | 0.0029872 | 33 | Commercial_2020_Economic_GWh_Before Competition Groups_33 | Temperature Adjustment in Commercial Freezers | 0.2987% | 0 | 33.0693 | Commercial_2020_Economic_GWh_Before Competition Groups_Temperature Adjustment in Commercial Freezers
Commercial | Com ¦ Networked/Connected - High Impact Application | 2020 | Economic | GWh | Before Competition Groups | 32.6877 | 0 | 0 | 11070.3224 | 0.0029527 | 34 | Commercial_2020_Economic_GWh_Before Competition Groups_34 | Networked/Connected - High Impact Application | 0.2953% | 0 | 32.6877 | Commercial_2020_Economic_GWh_Before Competition Groups_Networked/Connected - High Impact Application
Commercial | Com ¦ Elec Storage WH 2.30 Et | 2020 | Economic | GWh | Before Competition Groups | 30.0957 | 0 | 0 | 11070.3224 | 0.0027186 | 35 | Commercial_2020_Economic_GWh_Before Competition Groups_35 | Elec Storage WH 2.30 Et | 0.2719% | 0 | 30.0957 | Commercial_2020_Economic_GWh_Before Competition Groups_Elec Storage WH 2.30 Et
Commercial | Com ¦ BEVERAGE VENDING MACHINE CONTROLS | 2020 | Economic | GWh | Before Competition Groups | 27.611 | 0 | 0 | 11070.3224 | 0.0024941 | 36 | Commercial_2020_Economic_GWh_Before Competition Groups_36 | BEVERAGE VENDING MACHINE CONTROLS | 0.2494% | 0 | 27.611 | Commercial_2020_Economic_GWh_Before Competition Groups_BEVERAGE VENDING MACHINE CONTROLS
Commercial | Com ¦ CO Sensors for parking garage exhaust fans | 2020 | Economic | GWh | Before Competition Groups | 26.3837 | 0 | 0 | 11070.3224 | 0.0023833 | 37 | Commercial_2020_Economic_GWh_Before Competition Groups_37 | CO Sensors for parking garage exhaust fans | 0.2383% | 0 | 26.3837 | Commercial_2020_Economic_GWh_Before Competition Groups_CO Sensors for parking garage exhaust fans
Commercial | Com ¦ Vertical Night Covers | 2020 | Economic | GWh | Before Competition Groups | 25.653 | 0 | 0 | 11070.3224 | 0.0023173 | 38 | Commercial_2020_Economic_GWh_Before Competition Groups_38 | Vertical Night Covers | 0.2317% | 0 | 25.653 | Commercial_2020_Economic_GWh_Before Competition Groups_Vertical Night Covers
Commercial | Com ¦ Energy Efficient Laboratory Fume Hood | 2020 | Economic | GWh | Before Competition Groups | 23.2856 | 0 | 0 | 11070.3224 | 0.0021034 | 39 | Commercial_2020_Economic_GWh_Before Competition Groups_39 | Energy Efficient Laboratory Fume Hood | 0.2103% | 0 | 23.2856 | Commercial_2020_Economic_GWh_Before Competition Groups_Energy Efficient Laboratory Fume Hood
Commercial | Com ¦ Duct Insulation, R8 | 2020 | Economic | GWh | Before Competition Groups | 22.8459 | 0 | 0 | 11070.3224 | 0.0020637 | 40 | Commercial_2020_Economic_GWh_Before Competition Groups_40 | Duct Insulation, R8 | 0.2064% | 0 | 22.8459 | Commercial_2020_Economic_GWh_Before Competition Groups_Duct Insulation, R8
Commercial | Com ¦ Water Heating (DHW) Pipe Insulation (Add 3/4\ Foam)" | 2020 | Economic | GWh | Before Competition Groups | 22.081 | 0 | 0 | 11070.3224 | 0.0019946 | 41 | Commercial_2020_Economic_GWh_Before Competition Groups_41 | Water Heating (DHW) Pipe Insulation (Add 3/4\ Foam)" | 0.1995% | 0 | 22.081 | Commercial_2020_Economic_GWh_Before Competition Groups_Water Heating (DHW) Pipe Insulation (Add 3/4\ Foam)"
Commercial | Com ¦ Outside Air Economizer | 2020 | Economic | GWh | Before Competition Groups | 15.5649 | 0 | 0 | 11070.3224 | 0.001406 | 42 | Commercial_2020_Economic_GWh_Before Competition Groups_42 | Outside Air Economizer | 0.1406% | 0 | 15.5649 | Commercial_2020_Economic_GWh_Before Competition Groups_Outside Air Economizer
Commercial | Com ¦ Suction Pipe Insulation Freezer/Refrigerator | 2020 | Economic | GWh | Before Competition Groups | 14.0201 | 0 | 0 | 11070.3224 | 0.0012665 | 43 | Commercial_2020_Economic_GWh_Before Competition Groups_43 | Suction Pipe Insulation Freezer/Refrigerator | 0.1266% | 0 | 14.0201 | Commercial_2020_Economic_GWh_Before Competition Groups_Suction Pipe Insulation Freezer/Refrigerator
Commercial | Com ¦ Refrigerated Display Case LED | 2020 | Economic | GWh | Before Competition Groups | 9.1933 | 0 | 0 | 11070.3224 | 0.00083045 | 44 | Commercial_2020_Economic_GWh_Before Competition Groups_44 | Refrigerated Display Case LED | 0.08304% | 0 | 9.1933 | Commercial_2020_Economic_GWh_Before Competition Groups_Refrigerated Display Case LED
Commercial | Com ¦ ENERGY STAR Griddle (74% eff) | 2020 | Economic | GWh | Before Competition Groups | 8.6573 | 0 | 0 | 11070.3224 | 0.00078203 | 45 | Commercial_2020_Economic_GWh_Before Competition Groups_45 | ENERGY STAR Griddle (74% eff) | 0.0782% | 0 | 8.6573 | Commercial_2020_Economic_GWh_Before Competition Groups_ENERGY STAR Griddle (74% eff)
Commercial | Com ¦ Chilled Water Optimization | 2020 | Economic | GWh | Before Competition Groups | 8.3285 | 0 | 0 | 11070.3224 | 0.00075232 | 46 | Commercial_2020_Economic_GWh_Before Competition Groups_46 | Chilled Water Optimization | 0.07523% | 0 | 8.3285 | Commercial_2020_Economic_GWh_Before Competition Groups_Chilled Water Optimization
Commercial | Com ¦ ENERGY STAR Dishwasher | 2020 | Economic | GWh | Before Competition Groups | 8.0043 | 0 | 0 | 11070.3224 | 0.00072304 | 47 | Commercial_2020_Economic_GWh_Before Competition Groups_47 | ENERGY STAR Dishwasher | 0.0723% | 0 | 8.0043 | Commercial_2020_Economic_GWh_Before Competition Groups_ENERGY STAR Dishwasher
Commercial | Com ¦ Water Source Heat Pump (4 ton) | 2020 | Economic | GWh | Before Competition Groups | 6.4827 | 0 | 0 | 11070.3224 | 0.00058559 | 48 | Commercial_2020_Economic_GWh_Before Competition Groups_48 | Water Source Heat Pump (4 ton) | 0.05856% | 0 | 6.4827 | Commercial_2020_Economic_GWh_Before Competition Groups_Water Source Heat Pump (4 ton)
Commercial | Com ¦ Ozone Laundry Treatment | 2020 | Economic | GWh | Before Competition Groups | 5.9929 | 0 | 0 | 11070.3224 | 0.00054135 | 49 | Commercial_2020_Economic_GWh_Before Competition Groups_49 | Ozone Laundry Treatment | 0.05413% | 0 | 5.9929 | Commercial_2020_Economic_GWh_Before Competition Groups_Ozone Laundry Treatment
Commercial | Com ¦ Demand controlled Circulating Systems | 2020 | Economic | GWh | Before Competition Groups | 4.7323 | 0 | 0 | 11070.3224 | 0.00042747 | 50 | Commercial_2020_Economic_GWh_Before Competition Groups_50 | Demand controlled Circulating Systems | 0.04275% | 0 | 4.7323 | Commercial_2020_Economic_GWh_Before Competition Groups_Demand controlled Circulating Systems
Commercial | Com ¦ ENERGY STAR Fryer (84% eff) | 2020 | Economic | GWh | Before Competition Groups | 2.9963 | 0 | 0 | 11070.3224 | 0.00027066 | 51 | Commercial_2020_Economic_GWh_Before Competition Groups_51 | ENERGY STAR Fryer (84% eff) | 0.02707% | 0 | 2.9963 | Commercial_2020_Economic_GWh_Before Competition Groups_ENERGY STAR Fryer (84% eff)
Commercial | Com ¦ ECM MOTORS FOR HVAC APPLICATION (FAN-POWERED VAV BOX) | 2020 | Economic | GWh | Before Competition Groups | 2.4003 | 0 | 0 | 11070.3224 | 0.00021682 | 52 | Commercial_2020_Economic_GWh_Before Competition Groups_52 | ECM MOTORS FOR HVAC APPLICATION (FAN-POWERED VAV BOX) | 0.02168% | 0 | 2.4003 | Commercial_2020_Economic_GWh_Before Competition Groups_ECM MOTORS FOR HVAC APPLICATION (FAN-POWERED VAV BOX)
Commercial | Com ¦ High Efficiency Small Instantaneous Water Heater | 2020 | Economic | GWh | Before Competition Groups | 1.5991 | 0 | 0 | 11070.3224 | 0.00014445 | 53 | Commercial_2020_Economic_GWh_Before Competition Groups_53 | High Efficiency Small Instantaneous Water Heater | 0.01444% | 0 | 1.5991 | Commercial_2020_Economic_GWh_Before Competition Groups_High Efficiency Small Instantaneous Water Heater
Commercial | Com ¦ ENERGY STAR Steam Cookers | 2020 | Economic | GWh | Before Competition Groups | 1.4678 | 0 | 0 | 11070.3224 | 0.00013259 | 54 | Commercial_2020_Economic_GWh_Before Competition Groups_54 | ENERGY STAR Steam Cookers | 0.01326% | 0 | 1.4678 | Commercial_2020_Economic_GWh_Before Competition Groups_ENERGY STAR Steam Cookers
Commercial | Com ¦ Auto Off Time Switch or Time Clock control | 2020 | Economic | GWh | Before Competition Groups | 1.2272 | 0 | 0 | 11070.3224 | 0.00011085 | 55 | Commercial_2020_Economic_GWh_Before Competition Groups_55 | Auto Off Time Switch or Time Clock control | 0.01109% | 0 | 1.2272 | Commercial_2020_Economic_GWh_Before Competition Groups_Auto Off Time Switch or Time Clock control
Commercial | Com ¦ Thermostat Setback | 2020 | Economic | GWh | Before Competition Groups | 0.94993 | 0 | 0 | 11070.3224 | 8.5808e-05 | 56 | Commercial_2020_Economic_GWh_Before Competition Groups_56 | Thermostat Setback | 0.008581% | 0 | 0.94993 | Commercial_2020_Economic_GWh_Before Competition Groups_Thermostat Setback
Commercial | Com ¦ Solar Water Preheat (Pools/DHW) | 2020 | Economic | GWh | Before Competition Groups | 0.66057 | 0 | 0 | 11070.3224 | 5.9671e-05 | 57 | Commercial_2020_Economic_GWh_Before Competition Groups_57 | Solar Water Preheat (Pools/DHW) | 0.005967% | 0 | 0.66057 | Commercial_2020_Economic_GWh_Before Competition Groups_Solar Water Preheat (Pools/DHW)
Commercial | Com ¦ PTAC (12 EER/10,000 BTU) | 2020 | Economic | GWh | Before Competition Groups | 0.5575 | 0 | 0 | 11070.3224 | 5.036e-05 | 58 | Commercial_2020_Economic_GWh_Before Competition Groups_58 | PTAC (12 EER/10,000 BTU) | 0.005036% | 0 | 0.5575 | Commercial_2020_Economic_GWh_Before Competition Groups_PTAC (12 EER/10,000 BTU)
Commercial | Com ¦ CEE Tier 2/Energy Star Clothes Washers | 2020 | Economic | GWh | Before Competition Groups | 0.38797 | 0 | 0 | 11070.3224 | 3.5046e-05 | 59 | Commercial_2020_Economic_GWh_Before Competition Groups_59 | CEE Tier 2/Energy Star Clothes Washers | 0.003505% | 0 | 0.38797 | Commercial_2020_Economic_GWh_Before Competition Groups_CEE Tier 2/Energy Star Clothes Washers
Commercial | Com ¦ Low Flow Pre-Rinse Spray Nozzle | 2020 | Economic | GWh | Before Competition Groups | 0.32136 | 0 | 0 | 11070.3224 | 2.9029e-05 | 60 | Commercial_2020_Economic_GWh_Before Competition Groups_60 | Low Flow Pre-Rinse Spray Nozzle | 0.002903% | 0 | 0.32136 | Commercial_2020_Economic_GWh_Before Competition Groups_Low Flow Pre-Rinse Spray Nozzle
Commercial | COM ¦ Ductless Mini-Split Heat Pumps | 2020 | Economic | GWh | Before Competition Groups | 0.2596 | 0 | 0 | 11070.3224 | 2.345e-05 | 61 | Commercial_2020_Economic_GWh_Before Competition Groups_61 | Ductless Mini-Split Heat Pumps | 0.002345% | 0 | 0.2596 | Commercial_2020_Economic_GWh_Before Competition Groups_Ductless Mini-Split Heat Pumps
Commercial | Com ¦ Wall Insulation | 2020 | Economic | GWh | Before Competition Groups | 0.20064 | 0 | 0 | 11070.3224 | 1.8124e-05 | 62 | Commercial_2020_Economic_GWh_Before Competition Groups_62 | Wall Insulation | 0.001812% | 0 | 0.20064 | Commercial_2020_Economic_GWh_Before Competition Groups_Wall Insulation
Commercial | Com ¦ HVAC Optimization | 2020 | Economic | GWh | Before Competition Groups | 0.19784 | 0 | 0 | 11070.3224 | 1.7872e-05 | 63 | Commercial_2020_Economic_GWh_Before Competition Groups_63 | HVAC Optimization | 0.001787% | 0 | 0.19784 | Commercial_2020_Economic_GWh_Before Competition Groups_HVAC Optimization
Commercial | Com ¦ Energy Recovery Ventilation and Ventilation (Enhanced) | 2020 | Economic | GWh | Before Competition Groups | 0.13864 | 0 | 0 | 11070.3224 | 1.2524e-05 | 64 | Commercial_2020_Economic_GWh_Before Competition Groups_64 | Energy Recovery Ventilation and Ventilation (Enhanced) | 0.001252% | 0 | 0.13864 | Commercial_2020_Economic_GWh_Before Competition Groups_Energy Recovery Ventilation and Ventilation (Enhanced)
Commercial | Com ¦ Commercial Hot Food Holding Cabinets | 2020 | Economic | GWh | Before Competition Groups | 0.13243 | 0 | 0 | 11070.3224 | 1.1963e-05 | 65 | Commercial_2020_Economic_GWh_Before Competition Groups_65 | Commercial Hot Food Holding Cabinets | 0.001196% | 0 | 0.13243 | Commercial_2020_Economic_GWh_Before Competition Groups_Commercial Hot Food Holding Cabinets
Commercial | Com ¦ Air Curtains | 2020 | Economic | GWh | Before Competition Groups | 0.047892 | 0 | 0 | 11070.3224 | 4.3262e-06 | 66 | Commercial_2020_Economic_GWh_Before Competition Groups_66 | Air Curtains | 0.0004326% | 0 | 0.047892 | Commercial_2020_Economic_GWh_Before Competition Groups_Air Curtains
Commercial | Com ¦ Room AC (w/ louvered sides) 14 SEER from 12 SEER code | 2020 | Economic | GWh | Before Competition Groups | 0.030984 | 0 | 0 | 11070.3224 | 2.7988e-06 | 67 | Commercial_2020_Economic_GWh_Before Competition Groups_67 | Room AC (w/ louvered sides) 14 SEER from 12 SEER code | 0.0002799% | 0 | 0.030984 | Commercial_2020_Economic_GWh_Before Competition Groups_Room AC (w/ louvered sides) 14 SEER from 12 SEER code
Commercial | Com ¦ EC Plug Fan for Data Center (under cabinet) | 2020 | Economic | GWh | Before Competition Groups | 0.011256 | 0 | 0 | 11070.3224 | 1.0168e-06 | 68 | Commercial_2020_Economic_GWh_Before Competition Groups_68 | EC Plug Fan for Data Center (under cabinet) | 0.0001017% | 0 | 0.011256 | Commercial_2020_Economic_GWh_Before Competition Groups_EC Plug Fan for Data Center (under cabinet)
Commercial | Com ¦ VSD Air Compressor | 2020 | Economic | GWh | Before Competition Groups | 0.010296 | 0 | 0 | 11070.3224 | 9.3003e-07 | 69 | Commercial_2020_Economic_GWh_Before Competition Groups_69 | VSD Air Compressor | 9.3e-05% | 0 | 0.010296 | Commercial_2020_Economic_GWh_Before Competition Groups_VSD Air Compressor
Commercial | Com ¦ High Efficiency Chiller (avg of water and air cooled) | 2020 | Economic | GWh | Before Competition Groups | 0.0077715 | 0 | 0 | 11070.3224 | 7.0202e-07 | 70 | Commercial_2020_Economic_GWh_Before Competition Groups_70 | High Efficiency Chiller (avg of water and air cooled) | 7.02e-05% | 0 | 0.0077715 | Commercial_2020_Economic_GWh_Before Competition Groups_High Efficiency Chiller (avg of water and air cooled)
Commercial | Com ¦ Electric Convection Combination Ovens | 2020 | Economic | GWh | Before Competition Groups | 0.00078921 | 0 | 0 | 11070.3224 | 7.1291e-08 | 71 | Commercial_2020_Economic_GWh_Before Competition Groups_71 | Electric Convection Combination Ovens | 7.129e-06% | 0 | 0.00078921 | Commercial_2020_Economic_GWh_Before Competition Groups_Electric Convection Combination Ovens
Commercial | Com ¦ Condensing Make Up Air Unit | 2020 | Economic | GWh | Before Competition Groups | 0 | 0 | 0 | 11070.3224 | 0 | 72 | Commercial_2020_Economic_GWh_Before Competition Groups_72 | Condensing Make Up Air Unit | 0% | 0 | 0 | Commercial_2020_Economic_GWh_Before Competition Groups_Condensing Make Up Air Unit
Commercial | Com ¦ Door Gasket Freezer/Refrigerator | 2020 | Economic | GWh | Before Competition Groups | 0 | 0 | 0 | 11070.3224 | 0 | 73 | Commercial_2020_Economic_GWh_Before Competition Groups_73 | Door Gasket Freezer/Refrigerator | 0% | 0 | 0 | Commercial_2020_Economic_GWh_Before Competition Groups_Door Gasket Freezer/Refrigerator
Commercial | Com ¦ Efficient compressor motor | 2020 | Economic | GWh | Before Competition Groups | 0 | 0 | 0 | 11070.3224 | 0 | 74 | Commercial_2020_Economic_GWh_Before Competition Groups_74 | Efficient compressor motor | 0% | 0 | 0 | Commercial_2020_Economic_GWh_Before Competition Groups_Efficient compressor motor
Commercial | Com ¦ Indoor Daylight Sensors/Photocell Dimming Control | 2020 | Economic | GWh | Before Competition Groups | 0 | 0 | 0 | 11070.3224 | 0 | 75 | Commercial_2020_Economic_GWh_Before Competition Groups_75 | Indoor Daylight Sensors/Photocell Dimming Control | 0% | 0 | 0 | Commercial_2020_Economic_GWh_Before Competition Groups_Indoor Daylight Sensors/Photocell Dimming Control
Commercial | Com ¦ LED RECESSED DOWNLIGHTS | 2020 | Economic | GWh | Before Competition Groups | 0 | 0 | 0 | 11070.3224 | 0 | 76 | Commercial_2020_Economic_GWh_Before Competition Groups_76 | LED RECESSED DOWNLIGHTS | 0% | 0 | 0 | Commercial_2020_Economic_GWh_Before Competition Groups_LED RECESSED DOWNLIGHTS
Commercial | Com ¦ Networked/Connected - Low Impact Application | 2020 | Economic | GWh | Before Competition Groups | 0 | 0 | 0 | 11070.3224 | 0 | 77 | Commercial_2020_Economic_GWh_Before Competition Groups_77 | Networked/Connected - Low Impact Application | 0% | 0 | 0 | Commercial_2020_Economic_GWh_Before Competition Groups_Networked/Connected - Low Impact Application
Commercial | Com ¦ Notched V belts for HVAC Systems | 2020 | Economic | GWh | Before Competition Groups | 0 | 0 | 0 | 11070.3224 | 0 | 78 | Commercial_2020_Economic_GWh_Before Competition Groups_78 | Notched V belts for HVAC Systems | 0% | 0 | 0 | Commercial_2020_Economic_GWh_Before Competition Groups_Notched V belts for HVAC Systems
Commercial | Com ¦ Refrigerated Display Case Doors | 2020 | Economic | GWh | Before Competition Groups | 0 | 0 | 0 | 11070.3224 | 0 | 79 | Commercial_2020_Economic_GWh_Before Competition Groups_79 | Refrigerated Display Case Doors | 0% | 0 | 0 | Commercial_2020_Economic_GWh_Before Competition Groups_Refrigerated Display Case Doors
Commercial | Com ¦ Variable Refrigerant Flow Heat Pump | 2020 | Economic | GWh | Before Competition Groups | 0 | 0 | 0 | 11070.3224 | 0 | 80 | Commercial_2020_Economic_GWh_Before Competition Groups_80 | Variable Refrigerant Flow Heat Pump | 0% | 0 | 0 | Commercial_2020_Economic_GWh_Before Competition Groups_Variable Refrigerant Flow Heat Pump
Commercial | Com ¦ ENERGY STAR LED LAMPS (REFLECTOR LAMPs/MR16/PAR 16) | 2020 | SC A | GWh | Before Competition Groups | 253.5187 | 0 | 0 | 1207.6429 | 0.20993 | 1 | Commercial_2020_SC A_GWh_Before Competition Groups_1 | ENERGY STAR LED LAMPS (REFLECTOR LAMPs/MR16/PAR 16) | 20.99% | 0 | 253.5187 | Commercial_2020_SC A_GWh_Before Competition Groups_ENERGY STAR LED LAMPS (REFLECTOR LAMPs/MR16/PAR 16)
Commercial | Com ¦ LED parking lot fixture | 2020 | SC A | GWh | Before Competition Groups | 133.9608 | 0 | 0 | 1207.6429 | 0.11093 | 2 | Commercial_2020_SC A_GWh_Before Competition Groups_2 | LED parking lot fixture | 11.09% | 0 | 133.9608 | Commercial_2020_SC A_GWh_Before Competition Groups_LED parking lot fixture
Commercial | Com ¦ LED EXTERIOR AREA LIGHTS - LED fixture (200W) | 2020 | SC A | GWh | Before Competition Groups | 131.0157 | 0 | 0 | 1207.6429 | 0.10849 | 3 | Commercial_2020_SC A_GWh_Before Competition Groups_3 | LED EXTERIOR AREA LIGHTS - LED fixture (200W) | 10.85% | 0 | 131.0157 | Commercial_2020_SC A_GWh_Before Competition Groups_LED EXTERIOR AREA LIGHTS - LED fixture (200W)
Commercial | Com ¦ LED Replacement Lamp (Tube) | 2020 | SC A | GWh | Before Competition Groups | 90.5205 | 0 | 0 | 1207.6429 | 0.074956 | 4 | Commercial_2020_SC A_GWh_Before Competition Groups_4 | LED Replacement Lamp (Tube) | 7.496% | 0 | 90.5205 | Commercial_2020_SC A_GWh_Before Competition Groups_LED Replacement Lamp (Tube)
Commercial | Com ¦ LED street light fixture | 2020 | SC A | GWh | Before Competition Groups | 70.1681 | 0 | 0 | 1207.6429 | 0.058103 | 5 | Commercial_2020_SC A_GWh_Before Competition Groups_5 | LED street light fixture | 5.81% | 0 | 70.1681 | Commercial_2020_SC A_GWh_Before Competition Groups_LED street light fixture
Commercial | Com ¦ LED Troffer/Surface/Suspended | 2020 | SC A | GWh | Before Competition Groups | 60.2959 | 0 | 0 | 1207.6429 | 0.049929 | 6 | Commercial_2020_SC A_GWh_Before Competition Groups_6 | LED Troffer/Surface/Suspended | 4.993% | 0 | 60.2959 | Commercial_2020_SC A_GWh_Before Competition Groups_LED Troffer/Surface/Suspended
Commercial | Com ¦ LED Low/High Bay | 2020 | SC A | GWh | Before Competition Groups | 56.5505 | 0 | 0 | 1207.6429 | 0.046827 | 7 | Commercial_2020_SC A_GWh_Before Competition Groups_7 | LED Low/High Bay | 4.683% | 0 | 56.5505 | Commercial_2020_SC A_GWh_Before Competition Groups_LED Low/High Bay
Commercial | Com ¦ ENERGY STAR LED LAMPS (General Service Lamps) | 2020 | SC A | GWh | Before Competition Groups | 54.2352 | 0 | 0 | 1207.6429 | 0.04491 | 8 | Commercial_2020_SC A_GWh_Before Competition Groups_8 | ENERGY STAR LED LAMPS (General Service Lamps) | 4.491% | 0 | 54.2352 | Commercial_2020_SC A_GWh_Before Competition Groups_ENERGY STAR LED LAMPS (General Service Lamps)
Commercial | Com ¦ Data Center Storage/Server Virtualization | 2020 | SC A | GWh | Before Competition Groups | 51.3581 | 0 | 0 | 1207.6429 | 0.042528 | 9 | Commercial_2020_SC A_GWh_Before Competition Groups_9 | Data Center Storage/Server Virtualization | 4.253% | 0 | 51.3581 | Commercial_2020_SC A_GWh_Before Competition Groups_Data Center Storage/Server Virtualization
Commercial | Com ¦ Building Recommissioning, Operations and Maintenance (O&M) Improvements | 2020 | SC A | GWh | Before Competition Groups | 45.8768 | 0 | 0 | 1207.6429 | 0.037989 | 10 | Commercial_2020_SC A_GWh_Before Competition Groups_10 | Building Recommissioning, Operations and Maintenance (O&M) Improvements | 3.799% | 0 | 45.8768 | Commercial_2020_SC A_GWh_Before Competition Groups_Building Recommissioning, Operations and Maintenance (O&M) Improvements
Commercial | Com ¦ Reach-in Shaded Pole to ECM/PSC Evaporator Fan Motor | 2020 | SC A | GWh | Before Competition Groups | 29.2953 | 0 | 0 | 1207.6429 | 0.024258 | 11 | Commercial_2020_SC A_GWh_Before Competition Groups_11 | Reach-in Shaded Pole to ECM/PSC Evaporator Fan Motor | 2.426% | 0 | 29.2953 | Commercial_2020_SC A_GWh_Before Competition Groups_Reach-in Shaded Pole to ECM/PSC Evaporator Fan Motor
Commercial | Com ¦ High Efficiency Air Source Heat Pump | 2020 | SC A | GWh | Before Competition Groups | 28.9554 | 0 | 0 | 1207.6429 | 0.023977 | 12 | Commercial_2020_SC A_GWh_Before Competition Groups_12 | High Efficiency Air Source Heat Pump | 2.398% | 0 | 28.9554 | Commercial_2020_SC A_GWh_Before Competition Groups_High Efficiency Air Source Heat Pump
Commercial | Com ¦ Furnace Tune-Up | 2020 | SC A | GWh | Before Competition Groups | 28.42 | 0 | 0 | 1207.6429 | 0.023533 | 13 | Commercial_2020_SC A_GWh_Before Competition Groups_13 | Furnace Tune-Up | 2.353% | 0 | 28.42 | Commercial_2020_SC A_GWh_Before Competition Groups_Furnace Tune-Up
Commercial | Com ¦ LED or Equivalent Sign Lighting | 2020 | SC A | GWh | Before Competition Groups | 26.5366 | 0 | 0 | 1207.6429 | 0.021974 | 14 | Commercial_2020_SC A_GWh_Before Competition Groups_14 | LED or Equivalent Sign Lighting | 2.197% | 0 | 26.5366 | Commercial_2020_SC A_GWh_Before Competition Groups_LED or Equivalent Sign Lighting
Commercial | Com ¦ Education and Capacity Building/Energy Behavior | 2020 | SC A | GWh | Before Competition Groups | 17.8319 | 0 | 0 | 1207.6429 | 0.014766 | 15 | Commercial_2020_SC A_GWh_Before Competition Groups_15 | Education and Capacity Building/Energy Behavior | 1.477% | 0 | 17.8319 | Commercial_2020_SC A_GWh_Before Competition Groups_Education and Capacity Building/Energy Behavior
Commercial | Com ¦ Strip Curtains | 2020 | SC A | GWh | Before Competition Groups | 16.7931 | 0 | 0 | 1207.6429 | 0.013906 | 16 | Commercial_2020_SC A_GWh_Before Competition Groups_16 | Strip Curtains | 1.391% | 0 | 16.7931 | Commercial_2020_SC A_GWh_Before Competition Groups_Strip Curtains
Commercial | Com ¦ Advanced BAS/Controllers | 2020 | SC A | GWh | Before Competition Groups | 12.7562 | 0 | 0 | 1207.6429 | 0.010563 | 17 | Commercial_2020_SC A_GWh_Before Competition Groups_17 | Advanced BAS/Controllers | 1.056% | 0 | 12.7562 | Commercial_2020_SC A_GWh_Before Competition Groups_Advanced BAS/Controllers
Commercial | Com ¦ Centrally controlled desktop PC/NETWORK PC POWER MANAGEMENT SOFTWARE | 2020 | SC A | GWh | Before Competition Groups | 10.0104 | 0 | 0 | 1207.6429 | 0.0082892 | 18 | Commercial_2020_SC A_GWh_Before Competition Groups_18 | Centrally controlled desktop PC/NETWORK PC POWER MANAGEMENT SOFTWARE | 0.8289% | 0 | 10.0104 | Commercial_2020_SC A_GWh_Before Competition Groups_Centrally controlled desktop PC/NETWORK PC POWER MANAGEMENT SOFTWARE
Commercial | Com ¦ Variable Frequency Drive (VFD) | 2020 | SC A | GWh | Before Competition Groups | 9.46 | 0 | 0 | 1207.6429 | 0.0078335 | 19 | Commercial_2020_SC A_GWh_Before Competition Groups_19 | Variable Frequency Drive (VFD) | 0.7833% | 0 | 9.46 | Commercial_2020_SC A_GWh_Before Competition Groups_Variable Frequency Drive (VFD)
Commercial | Com ¦ VFD on Pumps | 2020 | SC A | GWh | Before Competition Groups | 8.799 | 0 | 0 | 1207.6429 | 0.0072861 | 20 | Commercial_2020_SC A_GWh_Before Competition Groups_20 | VFD on Pumps | 0.7286% | 0 | 8.799 | Commercial_2020_SC A_GWh_Before Competition Groups_VFD on Pumps
Commercial | Com ¦ Demand Control Ventilation | 2020 | SC A | GWh | Before Competition Groups | 8.4525 | 0 | 0 | 1207.6429 | 0.0069992 | 21 | Commercial_2020_SC A_GWh_Before Competition Groups_21 | Demand Control Ventilation | 0.6999% | 0 | 8.4525 | Commercial_2020_SC A_GWh_Before Competition Groups_Demand Control Ventilation
Commercial | Com ¦ Adaptive Thermostats | 2020 | SC A | GWh | Before Competition Groups | 7.4889 | 0 | 0 | 1207.6429 | 0.0062013 | 22 | Commercial_2020_SC A_GWh_Before Competition Groups_22 | Adaptive Thermostats | 0.6201% | 0 | 7.4889 | Commercial_2020_SC A_GWh_Before Competition Groups_Adaptive Thermostats
Commercial | Com ¦ Air Handler with Dedicated Outdoor Air Systems | 2020 | SC A | GWh | Before Competition Groups | 4.952 | 0 | 0 | 1207.6429 | 0.0041005 | 23 | Commercial_2020_SC A_GWh_Before Competition Groups_23 | Air Handler with Dedicated Outdoor Air Systems | 0.4101% | 0 | 4.952 | Commercial_2020_SC A_GWh_Before Competition Groups_Air Handler with Dedicated Outdoor Air Systems
Commercial | Com ¦ Refrigerated Display Case LED | 2020 | SC A | GWh | Before Competition Groups | 4.9071 | 0 | 0 | 1207.6429 | 0.0040634 | 24 | Commercial_2020_SC A_GWh_Before Competition Groups_24 | Refrigerated Display Case LED | 0.4063% | 0 | 4.9071 | Commercial_2020_SC A_GWh_Before Competition Groups_Refrigerated Display Case LED
Commercial | Com ¦ ECM MOTORS FOR EVAPORATOR FANS for refrigeration (WALK-IN) | 2020 | SC A | GWh | Before Competition Groups | 4.4247 | 0 | 0 | 1207.6429 | 0.0036639 | 25 | Commercial_2020_SC A_GWh_Before Competition Groups_25 | ECM MOTORS FOR EVAPORATOR FANS for refrigeration (WALK-IN) | 0.3664% | 0 | 4.4247 | Commercial_2020_SC A_GWh_Before Competition Groups_ECM MOTORS FOR EVAPORATOR FANS for refrigeration (WALK-IN)
Commercial | Com ¦ Condensing Unit Heaters or other Efficient Unit Heating System | 2020 | SC A | GWh | Before Competition Groups | 4.2746 | 0 | 0 | 1207.6429 | 0.0035396 | 26 | Commercial_2020_SC A_GWh_Before Competition Groups_26 | Condensing Unit Heaters or other Efficient Unit Heating System | 0.354% | 0 | 4.2746 | Commercial_2020_SC A_GWh_Before Competition Groups_Condensing Unit Heaters or other Efficient Unit Heating System
Commercial | Com ¦ ENERGY STAR Griddle (74% eff) | 2020 | SC A | GWh | Before Competition Groups | 4.133 | 0 | 0 | 1207.6429 | 0.0034224 | 27 | Commercial_2020_SC A_GWh_Before Competition Groups_27 | ENERGY STAR Griddle (74% eff) | 0.3422% | 0 | 4.133 | Commercial_2020_SC A_GWh_Before Competition Groups_ENERGY STAR Griddle (74% eff)
Commercial | Com ¦ Evaporator Fan Controls | 2020 | SC A | GWh | Before Competition Groups | 3.5452 | 0 | 0 | 1207.6429 | 0.0029356 | 28 | Commercial_2020_SC A_GWh_Before Competition Groups_28 | Evaporator Fan Controls | 0.2936% | 0 | 3.5452 | Commercial_2020_SC A_GWh_Before Competition Groups_Evaporator Fan Controls
Commercial | Com ¦ Demand Control Kitchen Ventilation | 2020 | SC A | GWh | Before Competition Groups | 3.2968 | 0 | 0 | 1207.6429 | 0.0027299 | 29 | Commercial_2020_SC A_GWh_Before Competition Groups_29 | Demand Control Kitchen Ventilation | 0.273% | 0 | 3.2968 | Commercial_2020_SC A_GWh_Before Competition Groups_Demand Control Kitchen Ventilation
Commercial | Com ¦ Freezer Case Light Sensor | 2020 | SC A | GWh | Before Competition Groups | 3.1232 | 0 | 0 | 1207.6429 | 0.0025862 | 30 | Commercial_2020_SC A_GWh_Before Competition Groups_30 | Freezer Case Light Sensor | 0.2586% | 0 | 3.1232 | Commercial_2020_SC A_GWh_Before Competition Groups_Freezer Case Light Sensor
Commercial | Com ¦ Occupancy Sensors | 2020 | SC A | GWh | Before Competition Groups | 2.9835 | 0 | 0 | 1207.6429 | 0.0024705 | 31 | Commercial_2020_SC A_GWh_Before Competition Groups_31 | Occupancy Sensors | 0.2471% | 0 | 2.9835 | Commercial_2020_SC A_GWh_Before Competition Groups_Occupancy Sensors
Commercial | Com ¦ Chilled Water Optimization | 2020 | SC A | GWh | Before Competition Groups | 2.4484 | 0 | 0 | 1207.6429 | 0.0020274 | 32 | Commercial_2020_SC A_GWh_Before Competition Groups_32 | Chilled Water Optimization | 0.2027% | 0 | 2.4484 | Commercial_2020_SC A_GWh_Before Competition Groups_Chilled Water Optimization
Commercial | Com ¦ Unitary Air-Conditioning Unit | 2020 | SC A | GWh | Before Competition Groups | 1.8544 | 0 | 0 | 1207.6429 | 0.0015356 | 33 | Commercial_2020_SC A_GWh_Before Competition Groups_33 | Unitary Air-Conditioning Unit | 0.1536% | 0 | 1.8544 | Commercial_2020_SC A_GWh_Before Competition Groups_Unitary Air-Conditioning Unit
Commercial | Com ¦ ENERGY STAR Fryer (84% eff) | 2020 | SC A | GWh | Before Competition Groups | 1.4607 | 0 | 0 | 1207.6429 | 0.0012095 | 34 | Commercial_2020_SC A_GWh_Before Competition Groups_34 | ENERGY STAR Fryer (84% eff) | 0.121% | 0 | 1.4607 | Commercial_2020_SC A_GWh_Before Competition Groups_ENERGY STAR Fryer (84% eff)
Commercial | Com ¦ Temperature Adjustment in Commercial Freezers | 2020 | SC A | GWh | Before Competition Groups | 1.3568 | 0 | 0 | 1207.6429 | 0.0011235 | 35 | Commercial_2020_SC A_GWh_Before Competition Groups_35 | Temperature Adjustment in Commercial Freezers | 0.1124% | 0 | 1.3568 | Commercial_2020_SC A_GWh_Before Competition Groups_Temperature Adjustment in Commercial Freezers
Commercial | Com ¦ Elec Storage WH 2.30 Et | 2020 | SC A | GWh | Before Competition Groups | 1.2638 | 0 | 0 | 1207.6429 | 0.0010465 | 36 | Commercial_2020_SC A_GWh_Before Competition Groups_36 | Elec Storage WH 2.30 Et | 0.1046% | 0 | 1.2638 | Commercial_2020_SC A_GWh_Before Competition Groups_Elec Storage WH 2.30 Et
Commercial | Com ¦ Outside Air Economizer | 2020 | SC A | GWh | Before Competition Groups | 1.209 | 0 | 0 | 1207.6429 | 0.0010011 | 37 | Commercial_2020_SC A_GWh_Before Competition Groups_37 | Outside Air Economizer | 0.1001% | 0 | 1.209 | Commercial_2020_SC A_GWh_Before Competition Groups_Outside Air Economizer
Commercial | Com ¦ CO Sensors for parking garage exhaust fans | 2020 | SC A | GWh | Before Competition Groups | 1.1005 | 0 | 0 | 1207.6429 | 0.00091126 | 38 | Commercial_2020_SC A_GWh_Before Competition Groups_38 | CO Sensors for parking garage exhaust fans | 0.09113% | 0 | 1.1005 | Commercial_2020_SC A_GWh_Before Competition Groups_CO Sensors for parking garage exhaust fans
Commercial | Com ¦ Vertical Night Covers | 2020 | SC A | GWh | Before Competition Groups | 1.034 | 0 | 0 | 1207.6429 | 0.00085618 | 39 | Commercial_2020_SC A_GWh_Before Competition Groups_39 | Vertical Night Covers | 0.08562% | 0 | 1.034 | Commercial_2020_SC A_GWh_Before Competition Groups_Vertical Night Covers
Commercial | Com ¦ BEVERAGE VENDING MACHINE CONTROLS | 2020 | SC A | GWh | Before Competition Groups | 0.95113 | 0 | 0 | 1207.6429 | 0.0007876 | 40 | Commercial_2020_SC A_GWh_Before Competition Groups_40 | BEVERAGE VENDING MACHINE CONTROLS | 0.07876% | 0 | 0.95113 | Commercial_2020_SC A_GWh_Before Competition Groups_BEVERAGE VENDING MACHINE CONTROLS
Commercial | Com ¦ Duct Insulation, R8 | 2020 | SC A | GWh | Before Competition Groups | 0.93602 | 0 | 0 | 1207.6429 | 0.00077508 | 41 | Commercial_2020_SC A_GWh_Before Competition Groups_41 | Duct Insulation, R8 | 0.07751% | 0 | 0.93602 | Commercial_2020_SC A_GWh_Before Competition Groups_Duct Insulation, R8
Commercial | Com ¦ Water Heating (DHW) Pipe Insulation (Add 3/4\ Foam)" | 2020 | SC A | GWh | Before Competition Groups | 0.90935 | 0 | 0 | 1207.6429 | 0.000753 | 42 | Commercial_2020_SC A_GWh_Before Competition Groups_42 | Water Heating (DHW) Pipe Insulation (Add 3/4\ Foam)" | 0.0753% | 0 | 0.90935 | Commercial_2020_SC A_GWh_Before Competition Groups_Water Heating (DHW) Pipe Insulation (Add 3/4\ Foam)"
Commercial | Com ¦ Energy Efficient Laboratory Fume Hood | 2020 | SC A | GWh | Before Competition Groups | 0.90051 | 0 | 0 | 1207.6429 | 0.00074568 | 43 | Commercial_2020_SC A_GWh_Before Competition Groups_43 | Energy Efficient Laboratory Fume Hood | 0.07457% | 0 | 0.90051 | Commercial_2020_SC A_GWh_Before Competition Groups_Energy Efficient Laboratory Fume Hood
Commercial | Com ¦ Thermostat Setback | 2020 | SC A | GWh | Before Competition Groups | 0.78667 | 0 | 0 | 1207.6429 | 0.00065141 | 44 | Commercial_2020_SC A_GWh_Before Competition Groups_44 | Thermostat Setback | 0.06514% | 0 | 0.78667 | Commercial_2020_SC A_GWh_Before Competition Groups_Thermostat Setback
Commercial | Com ¦ ENERGY STAR Steam Cookers | 2020 | SC A | GWh | Before Competition Groups | 0.69662 | 0 | 0 | 1207.6429 | 0.00057684 | 45 | Commercial_2020_SC A_GWh_Before Competition Groups_45 | ENERGY STAR Steam Cookers | 0.05768% | 0 | 0.69662 | Commercial_2020_SC A_GWh_Before Competition Groups_ENERGY STAR Steam Cookers
Commercial | Com ¦ ENERGY STAR Dishwasher | 2020 | SC A | GWh | Before Competition Groups | 0.67316 | 0 | 0 | 1207.6429 | 0.00055742 | 46 | Commercial_2020_SC A_GWh_Before Competition Groups_46 | ENERGY STAR Dishwasher | 0.05574% | 0 | 0.67316 | Commercial_2020_SC A_GWh_Before Competition Groups_ENERGY STAR Dishwasher
Commercial | Com ¦ Suction Pipe Insulation Freezer/Refrigerator | 2020 | SC A | GWh | Before Competition Groups | 0.5606 | 0 | 0 | 1207.6429 | 0.00046421 | 47 | Commercial_2020_SC A_GWh_Before Competition Groups_47 | Suction Pipe Insulation Freezer/Refrigerator | 0.04642% | 0 | 0.5606 | Commercial_2020_SC A_GWh_Before Competition Groups_Suction Pipe Insulation Freezer/Refrigerator
Commercial | Com ¦ Water Source Heat Pump (4 ton) | 2020 | SC A | GWh | Before Competition Groups | 0.53704 | 0 | 0 | 1207.6429 | 0.0004447 | 48 | Commercial_2020_SC A_GWh_Before Competition Groups_48 | Water Source Heat Pump (4 ton) | 0.04447% | 0 | 0.53704 | Commercial_2020_SC A_GWh_Before Competition Groups_Water Source Heat Pump (4 ton)
Commercial | Com ¦ Ozone Laundry Treatment | 2020 | SC A | GWh | Before Competition Groups | 0.22549 | 0 | 0 | 1207.6429 | 0.00018672 | 49 | Commercial_2020_SC A_GWh_Before Competition Groups_49 | Ozone Laundry Treatment | 0.01867% | 0 | 0.22549 | Commercial_2020_SC A_GWh_Before Competition Groups_Ozone Laundry Treatment
Commercial | Com ¦ Demand controlled Circulating Systems | 2020 | SC A | GWh | Before Competition Groups | 0.19125 | 0 | 0 | 1207.6429 | 0.00015837 | 50 | Commercial_2020_SC A_GWh_Before Competition Groups_50 | Demand controlled Circulating Systems | 0.01584% | 0 | 0.19125 | Commercial_2020_SC A_GWh_Before Competition Groups_Demand controlled Circulating Systems
Commercial | Com ¦ ECM MOTORS FOR HVAC APPLICATION (FAN-POWERED VAV BOX) | 2020 | SC A | GWh | Before Competition Groups | 0.14027 | 0 | 0 | 1207.6429 | 0.00011615 | 51 | Commercial_2020_SC A_GWh_Before Competition Groups_51 | ECM MOTORS FOR HVAC APPLICATION (FAN-POWERED VAV BOX) | 0.01161% | 0 | 0.14027 | Commercial_2020_SC A_GWh_Before Competition Groups_ECM MOTORS FOR HVAC APPLICATION (FAN-POWERED VAV BOX)
Commercial | Com ¦ CEE Tier 2/Energy Star Clothes Washers | 2020 | SC A | GWh | Before Competition Groups | 0.13228 | 0 | 0 | 1207.6429 | 0.00010954 | 52 | Commercial_2020_SC A_GWh_Before Competition Groups_52 | CEE Tier 2/Energy Star Clothes Washers | 0.01095% | 0 | 0.13228 | Commercial_2020_SC A_GWh_Before Competition Groups_CEE Tier 2/Energy Star Clothes Washers
Commercial | Com ¦ Low Flow Pre-Rinse Spray Nozzle | 2020 | SC A | GWh | Before Competition Groups | 0.078956 | 0 | 0 | 1207.6429 | 6.5381e-05 | 53 | Commercial_2020_SC A_GWh_Before Competition Groups_53 | Low Flow Pre-Rinse Spray Nozzle | 0.006538% | 0 | 0.078956 | Commercial_2020_SC A_GWh_Before Competition Groups_Low Flow Pre-Rinse Spray Nozzle
Commercial | Com ¦ HVAC Optimization | 2020 | SC A | GWh | Before Competition Groups | 0.076785 | 0 | 0 | 1207.6429 | 6.3583e-05 | 54 | Commercial_2020_SC A_GWh_Before Competition Groups_54 | HVAC Optimization | 0.006358% | 0 | 0.076785 | Commercial_2020_SC A_GWh_Before Competition Groups_HVAC Optimization
Commercial | Com ¦ Auto Off Time Switch or Time Clock control | 2020 | SC A | GWh | Before Competition Groups | 0.051256 | 0 | 0 | 1207.6429 | 4.2443e-05 | 55 | Commercial_2020_SC A_GWh_Before Competition Groups_55 | Auto Off Time Switch or Time Clock control | 0.004244% | 0 | 0.051256 | Commercial_2020_SC A_GWh_Before Competition Groups_Auto Off Time Switch or Time Clock control
Commercial | COM ¦ Ductless Mini-Split Heat Pumps | 2020 | SC A | GWh | Before Competition Groups | 0.041693 | 0 | 0 | 1207.6429 | 3.4524e-05 | 56 | Commercial_2020_SC A_GWh_Before Competition Groups_56 | Ductless Mini-Split Heat Pumps | 0.003452% | 0 | 0.041693 | Commercial_2020_SC A_GWh_Before Competition Groups_Ductless Mini-Split Heat Pumps
Commercial | Com ¦ LLLC - Low Impact Application | 2020 | SC A | GWh | Before Competition Groups | 0.019874 | 0 | 0 | 1207.6429 | 1.6457e-05 | 57 | Commercial_2020_SC A_GWh_Before Competition Groups_57 | LLLC - Low Impact Application | 0.001646% | 0 | 0.019874 | Commercial_2020_SC A_GWh_Before Competition Groups_LLLC - Low Impact Application
Commercial | Com ¦ Commercial Hot Food Holding Cabinets | 2020 | SC A | GWh | Before Competition Groups | 0.01845 | 0 | 0 | 1207.6429 | 1.5278e-05 | 58 | Commercial_2020_SC A_GWh_Before Competition Groups_58 | Commercial Hot Food Holding Cabinets | 0.001528% | 0 | 0.01845 | Commercial_2020_SC A_GWh_Before Competition Groups_Commercial Hot Food Holding Cabinets
Commercial | Com ¦ Air Curtains | 2020 | SC A | GWh | Before Competition Groups | 0.014696 | 0 | 0 | 1207.6429 | 1.2169e-05 | 59 | Commercial_2020_SC A_GWh_Before Competition Groups_59 | Air Curtains | 0.001217% | 0 | 0.014696 | Commercial_2020_SC A_GWh_Before Competition Groups_Air Curtains
Commercial | Com ¦ Wall Insulation | 2020 | SC A | GWh | Before Competition Groups | 0.0083766 | 0 | 0 | 1207.6429 | 6.9363e-06 | 60 | Commercial_2020_SC A_GWh_Before Competition Groups_60 | Wall Insulation | 0.0006936% | 0 | 0.0083766 | Commercial_2020_SC A_GWh_Before Competition Groups_Wall Insulation
Commercial | Com ¦ LLLC - High Impact Application | 2020 | SC A | GWh | Before Competition Groups | 0.0079008 | 0 | 0 | 1207.6429 | 6.5424e-06 | 61 | Commercial_2020_SC A_GWh_Before Competition Groups_61 | LLLC - High Impact Application | 0.0006542% | 0 | 0.0079008 | Commercial_2020_SC A_GWh_Before Competition Groups_LLLC - High Impact Application
Commercial | Com ¦ PTAC (12 EER/10,000 BTU) | 2020 | SC A | GWh | Before Competition Groups | 0.0054172 | 0 | 0 | 1207.6429 | 4.4857e-06 | 62 | Commercial_2020_SC A_GWh_Before Competition Groups_62 | PTAC (12 EER/10,000 BTU) | 0.0004486% | 0 | 0.0054172 | Commercial_2020_SC A_GWh_Before Competition Groups_PTAC (12 EER/10,000 BTU)
Commercial | Com ¦ Solar Water Preheat (Pools/DHW) | 2020 | SC A | GWh | Before Competition Groups | 0.0047871 | 0 | 0 | 1207.6429 | 3.964e-06 | 63 | Commercial_2020_SC A_GWh_Before Competition Groups_63 | Solar Water Preheat (Pools/DHW) | 0.0003964% | 0 | 0.0047871 | Commercial_2020_SC A_GWh_Before Competition Groups_Solar Water Preheat (Pools/DHW)
Commercial | Com ¦ VSD Air Compressor | 2020 | SC A | GWh | Before Competition Groups | 0.003183 | 0 | 0 | 1207.6429 | 2.6357e-06 | 64 | Commercial_2020_SC A_GWh_Before Competition Groups_64 | VSD Air Compressor | 0.0002636% | 0 | 0.003183 | Commercial_2020_SC A_GWh_Before Competition Groups_VSD Air Compressor
Commercial | Com ¦ Energy Recovery Ventilation and Ventilation (Enhanced) | 2020 | SC A | GWh | Before Competition Groups | 0.0010562 | 0 | 0 | 1207.6429 | 8.7461e-07 | 65 | Commercial_2020_SC A_GWh_Before Competition Groups_65 | Energy Recovery Ventilation and Ventilation (Enhanced) | 8.746e-05% | 0 | 0.0010562 | Commercial_2020_SC A_GWh_Before Competition Groups_Energy Recovery Ventilation and Ventilation (Enhanced)
Commercial | Com ¦ EC Plug Fan for Data Center (under cabinet) | 2020 | SC A | GWh | Before Competition Groups | 0.001038 | 0 | 0 | 1207.6429 | 8.5951e-07 | 66 | Commercial_2020_SC A_GWh_Before Competition Groups_66 | EC Plug Fan for Data Center (under cabinet) | 8.595e-05% | 0 | 0.001038 | Commercial_2020_SC A_GWh_Before Competition Groups_EC Plug Fan for Data Center (under cabinet)
Commercial | Com ¦ High Efficiency Chiller (avg of water and air cooled) | 2020 | SC A | GWh | Before Competition Groups | 0.00076063 | 0 | 0 | 1207.6429 | 6.2985e-07 | 67 | Commercial_2020_SC A_GWh_Before Competition Groups_67 | High Efficiency Chiller (avg of water and air cooled) | 6.298e-05% | 0 | 0.00076063 | Commercial_2020_SC A_GWh_Before Competition Groups_High Efficiency Chiller (avg of water and air cooled)
Commercial | Com ¦ Electric Convection Combination Ovens | 2020 | SC A | GWh | Before Competition Groups | 0.00041039 | 0 | 0 | 1207.6429 | 3.3983e-07 | 68 | Commercial_2020_SC A_GWh_Before Competition Groups_68 | Electric Convection Combination Ovens | 3.398e-05% | 0 | 0.00041039 | Commercial_2020_SC A_GWh_Before Competition Groups_Electric Convection Combination Ovens
Commercial | Com ¦ Networked/Connected - High Impact Application | 2020 | SC A | GWh | Before Competition Groups | 0.000257 | 0 | 0 | 1207.6429 | 2.1281e-07 | 69 | Commercial_2020_SC A_GWh_Before Competition Groups_69 | Networked/Connected - High Impact Application | 2.128e-05% | 0 | 0.000257 | Commercial_2020_SC A_GWh_Before Competition Groups_Networked/Connected - High Impact Application
Commercial | Com ¦ Room AC (w/ louvered sides) 14 SEER from 12 SEER code | 2020 | SC A | GWh | Before Competition Groups | 0.00018692 | 0 | 0 | 1207.6429 | 1.5478e-07 | 70 | Commercial_2020_SC A_GWh_Before Competition Groups_70 | Room AC (w/ louvered sides) 14 SEER from 12 SEER code | 1.548e-05% | 0 | 0.00018692 | Commercial_2020_SC A_GWh_Before Competition Groups_Room AC (w/ louvered sides) 14 SEER from 12 SEER code
Commercial | Com ¦ High Efficiency Small Instantaneous Water Heater | 2020 | SC A | GWh | Before Competition Groups | 5.3489e-06 | 0 | 0 | 1207.6429 | 4.4292e-09 | 71 | Commercial_2020_SC A_GWh_Before Competition Groups_71 | High Efficiency Small Instantaneous Water Heater | 4.429e-07% | 0 | 5.3489e-06 | Commercial_2020_SC A_GWh_Before Competition Groups_High Efficiency Small Instantaneous Water Heater
Commercial | Com ¦ Condensing Make Up Air Unit | 2020 | SC A | GWh | Before Competition Groups | 0 | 0 | 0 | 1207.6429 | 0 | 72 | Commercial_2020_SC A_GWh_Before Competition Groups_72 | Condensing Make Up Air Unit | 0% | 0 | 0 | Commercial_2020_SC A_GWh_Before Competition Groups_Condensing Make Up Air Unit
Commercial | Com ¦ Door Gasket Freezer/Refrigerator | 2020 | SC A | GWh | Before Competition Groups | 0 | 0 | 0 | 1207.6429 | 0 | 73 | Commercial_2020_SC A_GWh_Before Competition Groups_73 | Door Gasket Freezer/Refrigerator | 0% | 0 | 0 | Commercial_2020_SC A_GWh_Before Competition Groups_Door Gasket Freezer/Refrigerator
Commercial | Com ¦ Efficient compressor motor | 2020 | SC A | GWh | Before Competition Groups | 0 | 0 | 0 | 1207.6429 | 0 | 74 | Commercial_2020_SC A_GWh_Before Competition Groups_74 | Efficient compressor motor | 0% | 0 | 0 | Commercial_2020_SC A_GWh_Before Competition Groups_Efficient compressor motor
Commercial | Com ¦ Indoor Daylight Sensors/Photocell Dimming Control | 2020 | SC A | GWh | Before Competition Groups | 0 | 0 | 0 | 1207.6429 | 0 | 75 | Commercial_2020_SC A_GWh_Before Competition Groups_75 | Indoor Daylight Sensors/Photocell Dimming Control | 0% | 0 | 0 | Commercial_2020_SC A_GWh_Before Competition Groups_Indoor Daylight Sensors/Photocell Dimming Control
Commercial | Com ¦ LED RECESSED DOWNLIGHTS | 2020 | SC A | GWh | Before Competition Groups | 0 | 0 | 0 | 1207.6429 | 0 | 76 | Commercial_2020_SC A_GWh_Before Competition Groups_76 | LED RECESSED DOWNLIGHTS | 0% | 0 | 0 | Commercial_2020_SC A_GWh_Before Competition Groups_LED RECESSED DOWNLIGHTS
Commercial | Com ¦ Networked/Connected - Low Impact Application | 2020 | SC A | GWh | Before Competition Groups | 0 | 0 | 0 | 1207.6429 | 0 | 77 | Commercial_2020_SC A_GWh_Before Competition Groups_77 | Networked/Connected - Low Impact Application | 0% | 0 | 0 | Commercial_2020_SC A_GWh_Before Competition Groups_Networked/Connected - Low Impact Application
Commercial | Com ¦ Notched V belts for HVAC Systems | 2020 | SC A | GWh | Before Competition Groups | 0 | 0 | 0 | 1207.6429 | 0 | 78 | Commercial_2020_SC A_GWh_Before Competition Groups_78 | Notched V belts for HVAC Systems | 0% | 0 | 0 | Commercial_2020_SC A_GWh_Before Competition Groups_Notched V belts for HVAC Systems
Commercial | Com ¦ Refrigerated Display Case Doors | 2020 | SC A | GWh | Before Competition Groups | 0 | 0 | 0 | 1207.6429 | 0 | 79 | Commercial_2020_SC A_GWh_Before Competition Groups_79 | Refrigerated Display Case Doors | 0% | 0 | 0 | Commercial_2020_SC A_GWh_Before Competition Groups_Refrigerated Display Case Doors
Commercial | Com ¦ Variable Refrigerant Flow Heat Pump | 2020 | SC A | GWh | Before Competition Groups | 0 | 0 | 0 | 1207.6429 | 0 | 80 | Commercial_2020_SC A_GWh_Before Competition Groups_80 | Variable Refrigerant Flow Heat Pump | 0% | 0 | 0 | Commercial_2020_SC A_GWh_Before Competition Groups_Variable Refrigerant Flow Heat Pump
Commercial | Com ¦ ENERGY STAR LED LAMPS (REFLECTOR LAMPs/MR16/PAR 16) | 2020 | SC B | GWh | Before Competition Groups | 253.5187 | 0 | 0 | 1492.7453 | 0.16983 | 1 | Commercial_2020_SC B_GWh_Before Competition Groups_1 | ENERGY STAR LED LAMPS (REFLECTOR LAMPs/MR16/PAR 16) | 16.98% | 0 | 253.5187 | Commercial_2020_SC B_GWh_Before Competition Groups_ENERGY STAR LED LAMPS (REFLECTOR LAMPs/MR16/PAR 16)
Commercial | Com ¦ LED parking lot fixture | 2020 | SC B | GWh | Before Competition Groups | 133.9608 | 0 | 0 | 1492.7453 | 0.089741 | 2 | Commercial_2020_SC B_GWh_Before Competition Groups_2 | LED parking lot fixture | 8.974% | 0 | 133.9608 | Commercial_2020_SC B_GWh_Before Competition Groups_LED parking lot fixture
Commercial | Com ¦ LED EXTERIOR AREA LIGHTS - LED fixture (200W) | 2020 | SC B | GWh | Before Competition Groups | 131.0351 | 0 | 0 | 1492.7453 | 0.087781 | 3 | Commercial_2020_SC B_GWh_Before Competition Groups_3 | LED EXTERIOR AREA LIGHTS - LED fixture (200W) | 8.778% | 0 | 131.0351 | Commercial_2020_SC B_GWh_Before Competition Groups_LED EXTERIOR AREA LIGHTS - LED fixture (200W)
Commercial | Com ¦ LED Replacement Lamp (Tube) | 2020 | SC B | GWh | Before Competition Groups | 90.5205 | 0 | 0 | 1492.7453 | 0.06064 | 4 | Commercial_2020_SC B_GWh_Before Competition Groups_4 | LED Replacement Lamp (Tube) | 6.064% | 0 | 90.5205 | Commercial_2020_SC B_GWh_Before Competition Groups_LED Replacement Lamp (Tube)
Commercial | Com ¦ Education and Capacity Building/Energy Behavior | 2020 | SC B | GWh | Before Competition Groups | 89.1597 | 0 | 0 | 1492.7453 | 0.059729 | 5 | Commercial_2020_SC B_GWh_Before Competition Groups_5 | Education and Capacity Building/Energy Behavior | 5.973% | 0 | 89.1597 | Commercial_2020_SC B_GWh_Before Competition Groups_Education and Capacity Building/Energy Behavior
Commercial | Com ¦ Furnace Tune-Up | 2020 | SC B | GWh | Before Competition Groups | 75.4972 | 0 | 0 | 1492.7453 | 0.050576 | 6 | Commercial_2020_SC B_GWh_Before Competition Groups_6 | Furnace Tune-Up | 5.058% | 0 | 75.4972 | Commercial_2020_SC B_GWh_Before Competition Groups_Furnace Tune-Up
Commercial | Com ¦ LED street light fixture | 2020 | SC B | GWh | Before Competition Groups | 71.0311 | 0 | 0 | 1492.7453 | 0.047584 | 7 | Commercial_2020_SC B_GWh_Before Competition Groups_7 | LED street light fixture | 4.758% | 0 | 71.0311 | Commercial_2020_SC B_GWh_Before Competition Groups_LED street light fixture
Commercial | Com ¦ LED Troffer/Surface/Suspended | 2020 | SC B | GWh | Before Competition Groups | 68.8788 | 0 | 0 | 1492.7453 | 0.046142 | 8 | Commercial_2020_SC B_GWh_Before Competition Groups_8 | LED Troffer/Surface/Suspended | 4.614% | 0 | 68.8788 | Commercial_2020_SC B_GWh_Before Competition Groups_LED Troffer/Surface/Suspended
Commercial | Com ¦ LED Low/High Bay | 2020 | SC B | GWh | Before Competition Groups | 58.7066 | 0 | 0 | 1492.7453 | 0.039328 | 9 | Commercial_2020_SC B_GWh_Before Competition Groups_9 | LED Low/High Bay | 3.933% | 0 | 58.7066 | Commercial_2020_SC B_GWh_Before Competition Groups_LED Low/High Bay
Commercial | Com ¦ ENERGY STAR LED LAMPS (General Service Lamps) | 2020 | SC B | GWh | Before Competition Groups | 54.2352 | 0 | 0 | 1492.7453 | 0.036332 | 10 | Commercial_2020_SC B_GWh_Before Competition Groups_10 | ENERGY STAR LED LAMPS (General Service Lamps) | 3.633% | 0 | 54.2352 | Commercial_2020_SC B_GWh_Before Competition Groups_ENERGY STAR LED LAMPS (General Service Lamps)
Commercial | Com ¦ Data Center Storage/Server Virtualization | 2020 | SC B | GWh | Before Competition Groups | 54.0844 | 0 | 0 | 1492.7453 | 0.036232 | 11 | Commercial_2020_SC B_GWh_Before Competition Groups_11 | Data Center Storage/Server Virtualization | 3.623% | 0 | 54.0844 | Commercial_2020_SC B_GWh_Before Competition Groups_Data Center Storage/Server Virtualization
Commercial | Com ¦ Building Recommissioning, Operations and Maintenance (O&M) Improvements | 2020 | SC B | GWh | Before Competition Groups | 50.4267 | 0 | 0 | 1492.7453 | 0.033781 | 12 | Commercial_2020_SC B_GWh_Before Competition Groups_12 | Building Recommissioning, Operations and Maintenance (O&M) Improvements | 3.378% | 0 | 50.4267 | Commercial_2020_SC B_GWh_Before Competition Groups_Building Recommissioning, Operations and Maintenance (O&M) Improvements
Commercial | Com ¦ LED or Equivalent Sign Lighting | 2020 | SC B | GWh | Before Competition Groups | 32.2125 | 0 | 0 | 1492.7453 | 0.021579 | 13 | Commercial_2020_SC B_GWh_Before Competition Groups_13 | LED or Equivalent Sign Lighting | 2.158% | 0 | 32.2125 | Commercial_2020_SC B_GWh_Before Competition Groups_LED or Equivalent Sign Lighting
Commercial | Com ¦ Strip Curtains | 2020 | SC B | GWh | Before Competition Groups | 30.945 | 0 | 0 | 1492.7453 | 0.02073 | 14 | Commercial_2020_SC B_GWh_Before Competition Groups_14 | Strip Curtains | 2.073% | 0 | 30.945 | Commercial_2020_SC B_GWh_Before Competition Groups_Strip Curtains
Commercial | Com ¦ Reach-in Shaded Pole to ECM/PSC Evaporator Fan Motor | 2020 | SC B | GWh | Before Competition Groups | 29.953 | 0 | 0 | 1492.7453 | 0.020066 | 15 | Commercial_2020_SC B_GWh_Before Competition Groups_15 | Reach-in Shaded Pole to ECM/PSC Evaporator Fan Motor | 2.007% | 0 | 29.953 | Commercial_2020_SC B_GWh_Before Competition Groups_Reach-in Shaded Pole to ECM/PSC Evaporator Fan Motor
Commercial | Com ¦ High Efficiency Air Source Heat Pump | 2020 | SC B | GWh | Before Competition Groups | 28.9553 | 0 | 0 | 1492.7453 | 0.019397 | 16 | Commercial_2020_SC B_GWh_Before Competition Groups_16 | High Efficiency Air Source Heat Pump | 1.94% | 0 | 28.9553 | Commercial_2020_SC B_GWh_Before Competition Groups_High Efficiency Air Source Heat Pump
Commercial | Com ¦ Variable Frequency Drive (VFD) | 2020 | SC B | GWh | Before Competition Groups | 25.1311 | 0 | 0 | 1492.7453 | 0.016836 | 17 | Commercial_2020_SC B_GWh_Before Competition Groups_17 | Variable Frequency Drive (VFD) | 1.684% | 0 | 25.1311 | Commercial_2020_SC B_GWh_Before Competition Groups_Variable Frequency Drive (VFD)
Commercial | Com ¦ VFD on Pumps | 2020 | SC B | GWh | Before Competition Groups | 23.4769 | 0 | 0 | 1492.7453 | 0.015727 | 18 | Commercial_2020_SC B_GWh_Before Competition Groups_18 | VFD on Pumps | 1.573% | 0 | 23.4769 | Commercial_2020_SC B_GWh_Before Competition Groups_VFD on Pumps
Commercial | Com ¦ Demand Control Ventilation | 2020 | SC B | GWh | Before Competition Groups | 22.7652 | 0 | 0 | 1492.7453 | 0.015251 | 19 | Commercial_2020_SC B_GWh_Before Competition Groups_19 | Demand Control Ventilation | 1.525% | 0 | 22.7652 | Commercial_2020_SC B_GWh_Before Competition Groups_Demand Control Ventilation
Commercial | Com ¦ Air Handler with Dedicated Outdoor Air Systems | 2020 | SC B | GWh | Before Competition Groups | 18.9073 | 0 | 0 | 1492.7453 | 0.012666 | 20 | Commercial_2020_SC B_GWh_Before Competition Groups_20 | Air Handler with Dedicated Outdoor Air Systems | 1.267% | 0 | 18.9073 | Commercial_2020_SC B_GWh_Before Competition Groups_Air Handler with Dedicated Outdoor Air Systems
Commercial | Com ¦ Centrally controlled desktop PC/NETWORK PC POWER MANAGEMENT SOFTWARE | 2020 | SC B | GWh | Before Competition Groups | 17.1442 | 0 | 0 | 1492.7453 | 0.011485 | 21 | Commercial_2020_SC B_GWh_Before Competition Groups_21 | Centrally controlled desktop PC/NETWORK PC POWER MANAGEMENT SOFTWARE | 1.149% | 0 | 17.1442 | Commercial_2020_SC B_GWh_Before Competition Groups_Centrally controlled desktop PC/NETWORK PC POWER MANAGEMENT SOFTWARE
Commercial | Com ¦ Adaptive Thermostats | 2020 | SC B | GWh | Before Competition Groups | 16.6696 | 0 | 0 | 1492.7453 | 0.011167 | 22 | Commercial_2020_SC B_GWh_Before Competition Groups_22 | Adaptive Thermostats | 1.117% | 0 | 16.6696 | Commercial_2020_SC B_GWh_Before Competition Groups_Adaptive Thermostats
Commercial | Com ¦ Advanced BAS/Controllers | 2020 | SC B | GWh | Before Competition Groups | 14.0619 | 0 | 0 | 1492.7453 | 0.0094202 | 23 | Commercial_2020_SC B_GWh_Before Competition Groups_23 | Advanced BAS/Controllers | 0.942% | 0 | 14.0619 | Commercial_2020_SC B_GWh_Before Competition Groups_Advanced BAS/Controllers
Commercial | Com ¦ ECM MOTORS FOR EVAPORATOR FANS for refrigeration (WALK-IN) | 2020 | SC B | GWh | Before Competition Groups | 11.7532 | 0 | 0 | 1492.7453 | 0.0078735 | 24 | Commercial_2020_SC B_GWh_Before Competition Groups_24 | ECM MOTORS FOR EVAPORATOR FANS for refrigeration (WALK-IN) | 0.7874% | 0 | 11.7532 | Commercial_2020_SC B_GWh_Before Competition Groups_ECM MOTORS FOR EVAPORATOR FANS for refrigeration (WALK-IN)
Commercial | Com ¦ Condensing Unit Heaters or other Efficient Unit Heating System | 2020 | SC B | GWh | Before Competition Groups | 11.3553 | 0 | 0 | 1492.7453 | 0.007607 | 25 | Commercial_2020_SC B_GWh_Before Competition Groups_25 | Condensing Unit Heaters or other Efficient Unit Heating System | 0.7607% | 0 | 11.3553 | Commercial_2020_SC B_GWh_Before Competition Groups_Condensing Unit Heaters or other Efficient Unit Heating System
Commercial | Com ¦ Freezer Case Light Sensor | 2020 | SC B | GWh | Before Competition Groups | 9.6533 | 0 | 0 | 1492.7453 | 0.0064668 | 26 | Commercial_2020_SC B_GWh_Before Competition Groups_26 | Freezer Case Light Sensor | 0.6467% | 0 | 9.6533 | Commercial_2020_SC B_GWh_Before Competition Groups_Freezer Case Light Sensor
Commercial | Com ¦ Evaporator Fan Controls | 2020 | SC B | GWh | Before Competition Groups | 9.4167 | 0 | 0 | 1492.7453 | 0.0063083 | 27 | Commercial_2020_SC B_GWh_Before Competition Groups_27 | Evaporator Fan Controls | 0.6308% | 0 | 9.4167 | Commercial_2020_SC B_GWh_Before Competition Groups_Evaporator Fan Controls
Commercial | Com ¦ Demand Control Kitchen Ventilation | 2020 | SC B | GWh | Before Competition Groups | 6.9258 | 0 | 0 | 1492.7453 | 0.0046396 | 28 | Commercial_2020_SC B_GWh_Before Competition Groups_28 | Demand Control Kitchen Ventilation | 0.464% | 0 | 6.9258 | Commercial_2020_SC B_GWh_Before Competition Groups_Demand Control Kitchen Ventilation
Commercial | Com ¦ Refrigerated Display Case LED | 2020 | SC B | GWh | Before Competition Groups | 5.4066 | 0 | 0 | 1492.7453 | 0.0036219 | 29 | Commercial_2020_SC B_GWh_Before Competition Groups_29 | Refrigerated Display Case LED | 0.3622% | 0 | 5.4066 | Commercial_2020_SC B_GWh_Before Competition Groups_Refrigerated Display Case LED
Commercial | Com ¦ Unitary Air-Conditioning Unit | 2020 | SC B | GWh | Before Competition Groups | 4.2359 | 0 | 0 | 1492.7453 | 0.0028376 | 30 | Commercial_2020_SC B_GWh_Before Competition Groups_30 | Unitary Air-Conditioning Unit | 0.2838% | 0 | 4.2359 | Commercial_2020_SC B_GWh_Before Competition Groups_Unitary Air-Conditioning Unit
Commercial | Com ¦ ENERGY STAR Griddle (74% eff) | 2020 | SC B | GWh | Before Competition Groups | 4.133 | 0 | 0 | 1492.7453 | 0.0027687 | 31 | Commercial_2020_SC B_GWh_Before Competition Groups_31 | ENERGY STAR Griddle (74% eff) | 0.2769% | 0 | 4.133 | Commercial_2020_SC B_GWh_Before Competition Groups_ENERGY STAR Griddle (74% eff)
Commercial | Com ¦ Temperature Adjustment in Commercial Freezers | 2020 | SC B | GWh | Before Competition Groups | 3.6041 | 0 | 0 | 1492.7453 | 0.0024144 | 32 | Commercial_2020_SC B_GWh_Before Competition Groups_32 | Temperature Adjustment in Commercial Freezers | 0.2414% | 0 | 3.6041 | Commercial_2020_SC B_GWh_Before Competition Groups_Temperature Adjustment in Commercial Freezers
Commercial | Com ¦ Chilled Water Optimization | 2020 | SC B | GWh | Before Competition Groups | 3.198 | 0 | 0 | 1492.7453 | 0.0021424 | 33 | Commercial_2020_SC B_GWh_Before Competition Groups_33 | Chilled Water Optimization | 0.2142% | 0 | 3.198 | Commercial_2020_SC B_GWh_Before Competition Groups_Chilled Water Optimization
Commercial | Com ¦ Occupancy Sensors | 2020 | SC B | GWh | Before Competition Groups | 2.9835 | 0 | 0 | 1492.7453 | 0.0019987 | 34 | Commercial_2020_SC B_GWh_Before Competition Groups_34 | Occupancy Sensors | 0.1999% | 0 | 2.9835 | Commercial_2020_SC B_GWh_Before Competition Groups_Occupancy Sensors
Commercial | Com ¦ Elec Storage WH 2.30 Et | 2020 | SC B | GWh | Before Competition Groups | 2.9455 | 0 | 0 | 1492.7453 | 0.0019732 | 35 | Commercial_2020_SC B_GWh_Before Competition Groups_35 | Elec Storage WH 2.30 Et | 0.1973% | 0 | 2.9455 | Commercial_2020_SC B_GWh_Before Competition Groups_Elec Storage WH 2.30 Et
Commercial | Com ¦ CO Sensors for parking garage exhaust fans | 2020 | SC B | GWh | Before Competition Groups | 2.8954 | 0 | 0 | 1492.7453 | 0.0019396 | 36 | Commercial_2020_SC B_GWh_Before Competition Groups_36 | CO Sensors for parking garage exhaust fans | 0.194% | 0 | 2.8954 | Commercial_2020_SC B_GWh_Before Competition Groups_CO Sensors for parking garage exhaust fans
Commercial | Com ¦ Vertical Night Covers | 2020 | SC B | GWh | Before Competition Groups | 2.7933 | 0 | 0 | 1492.7453 | 0.0018712 | 37 | Commercial_2020_SC B_GWh_Before Competition Groups_37 | Vertical Night Covers | 0.1871% | 0 | 2.7933 | Commercial_2020_SC B_GWh_Before Competition Groups_Vertical Night Covers
Commercial | Com ¦ Energy Efficient Laboratory Fume Hood | 2020 | SC B | GWh | Before Competition Groups | 2.5454 | 0 | 0 | 1492.7453 | 0.0017052 | 38 | Commercial_2020_SC B_GWh_Before Competition Groups_38 | Energy Efficient Laboratory Fume Hood | 0.1705% | 0 | 2.5454 | Commercial_2020_SC B_GWh_Before Competition Groups_Energy Efficient Laboratory Fume Hood
Commercial | Com ¦ Duct Insulation, R8 | 2020 | SC B | GWh | Before Competition Groups | 2.525 | 0 | 0 | 1492.7453 | 0.0016915 | 39 | Commercial_2020_SC B_GWh_Before Competition Groups_39 | Duct Insulation, R8 | 0.1692% | 0 | 2.525 | Commercial_2020_SC B_GWh_Before Competition Groups_Duct Insulation, R8
Commercial | Com ¦ Water Heating (DHW) Pipe Insulation (Add 3/4\ Foam)" | 2020 | SC B | GWh | Before Competition Groups | 2.4155 | 0 | 0 | 1492.7453 | 0.0016182 | 40 | Commercial_2020_SC B_GWh_Before Competition Groups_40 | Water Heating (DHW) Pipe Insulation (Add 3/4\ Foam)" | 0.1618% | 0 | 2.4155 | Commercial_2020_SC B_GWh_Before Competition Groups_Water Heating (DHW) Pipe Insulation (Add 3/4\ Foam)"
Commercial | Com ¦ BEVERAGE VENDING MACHINE CONTROLS | 2020 | SC B | GWh | Before Competition Groups | 2.4125 | 0 | 0 | 1492.7453 | 0.0016162 | 41 | Commercial_2020_SC B_GWh_Before Competition Groups_41 | BEVERAGE VENDING MACHINE CONTROLS | 0.1616% | 0 | 2.4125 | Commercial_2020_SC B_GWh_Before Competition Groups_BEVERAGE VENDING MACHINE CONTROLS
Commercial | Com ¦ Outside Air Economizer | 2020 | SC B | GWh | Before Competition Groups | 2.1946 | 0 | 0 | 1492.7453 | 0.0014702 | 42 | Commercial_2020_SC B_GWh_Before Competition Groups_42 | Outside Air Economizer | 0.147% | 0 | 2.1946 | Commercial_2020_SC B_GWh_Before Competition Groups_Outside Air Economizer
Commercial | Com ¦ Suction Pipe Insulation Freezer/Refrigerator | 2020 | SC B | GWh | Before Competition Groups | 1.5289 | 0 | 0 | 1492.7453 | 0.0010242 | 43 | Commercial_2020_SC B_GWh_Before Competition Groups_43 | Suction Pipe Insulation Freezer/Refrigerator | 0.1024% | 0 | 1.5289 | Commercial_2020_SC B_GWh_Before Competition Groups_Suction Pipe Insulation Freezer/Refrigerator
Commercial | Com ¦ ENERGY STAR Fryer (84% eff) | 2020 | SC B | GWh | Before Competition Groups | 1.4607 | 0 | 0 | 1492.7453 | 0.00097852 | 44 | Commercial_2020_SC B_GWh_Before Competition Groups_44 | ENERGY STAR Fryer (84% eff) | 0.09785% | 0 | 1.4607 | Commercial_2020_SC B_GWh_Before Competition Groups_ENERGY STAR Fryer (84% eff)
Commercial | Com ¦ Thermostat Setback | 2020 | SC B | GWh | Before Competition Groups | 0.79096 | 0 | 0 | 1492.7453 | 0.00052987 | 45 | Commercial_2020_SC B_GWh_Before Competition Groups_45 | Thermostat Setback | 0.05299% | 0 | 0.79096 | Commercial_2020_SC B_GWh_Before Competition Groups_Thermostat Setback
Commercial | Com ¦ Water Source Heat Pump (4 ton) | 2020 | SC B | GWh | Before Competition Groups | 0.78426 | 0 | 0 | 1492.7453 | 0.00052538 | 46 | Commercial_2020_SC B_GWh_Before Competition Groups_46 | Water Source Heat Pump (4 ton) | 0.05254% | 0 | 0.78426 | Commercial_2020_SC B_GWh_Before Competition Groups_Water Source Heat Pump (4 ton)
Commercial | Com ¦ ENERGY STAR Dishwasher | 2020 | SC B | GWh | Before Competition Groups | 0.75695 | 0 | 0 | 1492.7453 | 0.00050709 | 47 | Commercial_2020_SC B_GWh_Before Competition Groups_47 | ENERGY STAR Dishwasher | 0.05071% | 0 | 0.75695 | Commercial_2020_SC B_GWh_Before Competition Groups_ENERGY STAR Dishwasher
Commercial | Com ¦ ENERGY STAR Steam Cookers | 2020 | SC B | GWh | Before Competition Groups | 0.69661 | 0 | 0 | 1492.7453 | 0.00046667 | 48 | Commercial_2020_SC B_GWh_Before Competition Groups_48 | ENERGY STAR Steam Cookers | 0.04667% | 0 | 0.69661 | Commercial_2020_SC B_GWh_Before Competition Groups_ENERGY STAR Steam Cookers
Commercial | Com ¦ Ozone Laundry Treatment | 2020 | SC B | GWh | Before Competition Groups | 0.66715 | 0 | 0 | 1492.7453 | 0.00044693 | 49 | Commercial_2020_SC B_GWh_Before Competition Groups_49 | Ozone Laundry Treatment | 0.04469% | 0 | 0.66715 | Commercial_2020_SC B_GWh_Before Competition Groups_Ozone Laundry Treatment
Commercial | Com ¦ Demand controlled Circulating Systems | 2020 | SC B | GWh | Before Competition Groups | 0.52555 | 0 | 0 | 1492.7453 | 0.00035207 | 50 | Commercial_2020_SC B_GWh_Before Competition Groups_50 | Demand controlled Circulating Systems | 0.03521% | 0 | 0.52555 | Commercial_2020_SC B_GWh_Before Competition Groups_Demand controlled Circulating Systems
Commercial | Com ¦ ECM MOTORS FOR HVAC APPLICATION (FAN-POWERED VAV BOX) | 2020 | SC B | GWh | Before Competition Groups | 0.29337 | 0 | 0 | 1492.7453 | 0.00019653 | 51 | Commercial_2020_SC B_GWh_Before Competition Groups_51 | ECM MOTORS FOR HVAC APPLICATION (FAN-POWERED VAV BOX) | 0.01965% | 0 | 0.29337 | Commercial_2020_SC B_GWh_Before Competition Groups_ECM MOTORS FOR HVAC APPLICATION (FAN-POWERED VAV BOX)
Commercial | Com ¦ CEE Tier 2/Energy Star Clothes Washers | 2020 | SC B | GWh | Before Competition Groups | 0.14242 | 0 | 0 | 1492.7453 | 9.5409e-05 | 52 | Commercial_2020_SC B_GWh_Before Competition Groups_52 | CEE Tier 2/Energy Star Clothes Washers | 0.009541% | 0 | 0.14242 | Commercial_2020_SC B_GWh_Before Competition Groups_CEE Tier 2/Energy Star Clothes Washers
Commercial | Com ¦ Auto Off Time Switch or Time Clock control | 2020 | SC B | GWh | Before Competition Groups | 0.12957 | 0 | 0 | 1492.7453 | 8.6797e-05 | 53 | Commercial_2020_SC B_GWh_Before Competition Groups_53 | Auto Off Time Switch or Time Clock control | 0.00868% | 0 | 0.12957 | Commercial_2020_SC B_GWh_Before Competition Groups_Auto Off Time Switch or Time Clock control
Commercial | Com ¦ Low Flow Pre-Rinse Spray Nozzle | 2020 | SC B | GWh | Before Competition Groups | 0.085379 | 0 | 0 | 1492.7453 | 5.7196e-05 | 54 | Commercial_2020_SC B_GWh_Before Competition Groups_54 | Low Flow Pre-Rinse Spray Nozzle | 0.00572% | 0 | 0.085379 | Commercial_2020_SC B_GWh_Before Competition Groups_Low Flow Pre-Rinse Spray Nozzle
Commercial | Com ¦ HVAC Optimization | 2020 | SC B | GWh | Before Competition Groups | 0.076785 | 0 | 0 | 1492.7453 | 5.1439e-05 | 55 | Commercial_2020_SC B_GWh_Before Competition Groups_55 | HVAC Optimization | 0.005144% | 0 | 0.076785 | Commercial_2020_SC B_GWh_Before Competition Groups_HVAC Optimization
Commercial | COM ¦ Ductless Mini-Split Heat Pumps | 2020 | SC B | GWh | Before Competition Groups | 0.044978 | 0 | 0 | 1492.7453 | 3.0131e-05 | 56 | Commercial_2020_SC B_GWh_Before Competition Groups_56 | Ductless Mini-Split Heat Pumps | 0.003013% | 0 | 0.044978 | Commercial_2020_SC B_GWh_Before Competition Groups_Ductless Mini-Split Heat Pumps
Commercial | Com ¦ Wall Insulation | 2020 | SC B | GWh | Before Competition Groups | 0.022253 | 0 | 0 | 1492.7453 | 1.4908e-05 | 57 | Commercial_2020_SC B_GWh_Before Competition Groups_57 | Wall Insulation | 0.001491% | 0 | 0.022253 | Commercial_2020_SC B_GWh_Before Competition Groups_Wall Insulation
Commercial | Com ¦ Commercial Hot Food Holding Cabinets | 2020 | SC B | GWh | Before Competition Groups | 0.02017 | 0 | 0 | 1492.7453 | 1.3512e-05 | 58 | Commercial_2020_SC B_GWh_Before Competition Groups_58 | Commercial Hot Food Holding Cabinets | 0.001351% | 0 | 0.02017 | Commercial_2020_SC B_GWh_Before Competition Groups_Commercial Hot Food Holding Cabinets
Commercial | Com ¦ PTAC (12 EER/10,000 BTU) | 2020 | SC B | GWh | Before Competition Groups | 0.014942 | 0 | 0 | 1492.7453 | 1.001e-05 | 59 | Commercial_2020_SC B_GWh_Before Competition Groups_59 | PTAC (12 EER/10,000 BTU) | 0.001001% | 0 | 0.014942 | Commercial_2020_SC B_GWh_Before Competition Groups_PTAC (12 EER/10,000 BTU)
Commercial | Com ¦ Solar Water Preheat (Pools/DHW) | 2020 | SC B | GWh | Before Competition Groups | 0.012538 | 0 | 0 | 1492.7453 | 8.399e-06 | 60 | Commercial_2020_SC B_GWh_Before Competition Groups_60 | Solar Water Preheat (Pools/DHW) | 0.0008399% | 0 | 0.012538 | Commercial_2020_SC B_GWh_Before Competition Groups_Solar Water Preheat (Pools/DHW)
Commercial | Com ¦ Energy Recovery Ventilation and Ventilation (Enhanced) | 2020 | SC B | GWh | Before Competition Groups | 0.006533 | 0 | 0 | 1492.7453 | 4.3765e-06 | 61 | Commercial_2020_SC B_GWh_Before Competition Groups_61 | Energy Recovery Ventilation and Ventilation (Enhanced) | 0.0004377% | 0 | 0.006533 | Commercial_2020_SC B_GWh_Before Competition Groups_Energy Recovery Ventilation and Ventilation (Enhanced)
Commercial | Com ¦ Air Curtains | 2020 | SC B | GWh | Before Competition Groups | 0.0057666 | 0 | 0 | 1492.7453 | 3.8631e-06 | 62 | Commercial_2020_SC B_GWh_Before Competition Groups_62 | Air Curtains | 0.0003863% | 0 | 0.0057666 | Commercial_2020_SC B_GWh_Before Competition Groups_Air Curtains
Commercial | Com ¦ High Efficiency Chiller (avg of water and air cooled) | 2020 | SC B | GWh | Before Competition Groups | 0.0042321 | 0 | 0 | 1492.7453 | 2.8351e-06 | 63 | Commercial_2020_SC B_GWh_Before Competition Groups_63 | High Efficiency Chiller (avg of water and air cooled) | 0.0002835% | 0 | 0.0042321 | Commercial_2020_SC B_GWh_Before Competition Groups_High Efficiency Chiller (avg of water and air cooled)
Commercial | Com ¦ VSD Air Compressor | 2020 | SC B | GWh | Before Competition Groups | 0.0033171 | 0 | 0 | 1492.7453 | 2.2222e-06 | 64 | Commercial_2020_SC B_GWh_Before Competition Groups_64 | VSD Air Compressor | 0.0002222% | 0 | 0.0033171 | Commercial_2020_SC B_GWh_Before Competition Groups_VSD Air Compressor
Commercial | Com ¦ EC Plug Fan for Data Center (under cabinet) | 2020 | SC B | GWh | Before Competition Groups | 0.0010769 | 0 | 0 | 1492.7453 | 7.2145e-07 | 65 | Commercial_2020_SC B_GWh_Before Competition Groups_65 | EC Plug Fan for Data Center (under cabinet) | 7.214e-05% | 0 | 0.0010769 | Commercial_2020_SC B_GWh_Before Competition Groups_EC Plug Fan for Data Center (under cabinet)
Commercial | Com ¦ Room AC (w/ louvered sides) 14 SEER from 12 SEER code | 2020 | SC B | GWh | Before Competition Groups | 0.0006478 | 0 | 0 | 1492.7453 | 4.3396e-07 | 66 | Commercial_2020_SC B_GWh_Before Competition Groups_66 | Room AC (w/ louvered sides) 14 SEER from 12 SEER code | 4.34e-05% | 0 | 0.0006478 | Commercial_2020_SC B_GWh_Before Competition Groups_Room AC (w/ louvered sides) 14 SEER from 12 SEER code
Commercial | Com ¦ Electric Convection Combination Ovens | 2020 | SC B | GWh | Before Competition Groups | 0.0004203 | 0 | 0 | 1492.7453 | 2.8156e-07 | 67 | Commercial_2020_SC B_GWh_Before Competition Groups_67 | Electric Convection Combination Ovens | 2.816e-05% | 0 | 0.0004203 | Commercial_2020_SC B_GWh_Before Competition Groups_Electric Convection Combination Ovens
Commercial | Com ¦ High Efficiency Small Instantaneous Water Heater | 2020 | SC B | GWh | Before Competition Groups | 5.5752e-06 | 0 | 0 | 1492.7453 | 3.7348e-09 | 68 | Commercial_2020_SC B_GWh_Before Competition Groups_68 | High Efficiency Small Instantaneous Water Heater | 3.735e-07% | 0 | 5.5752e-06 | Commercial_2020_SC B_GWh_Before Competition Groups_High Efficiency Small Instantaneous Water Heater
Commercial | Com ¦ LLLC - Low Impact Application | 2020 | SC B | GWh | Before Competition Groups | 6.6012e-19 | 0 | 0 | 1492.7453 | 4.4222e-22 | 69 | Commercial_2020_SC B_GWh_Before Competition Groups_69 | LLLC - Low Impact Application | 4.422e-20% | 0 | 6.6012e-19 | Commercial_2020_SC B_GWh_Before Competition Groups_LLLC - Low Impact Application
Commercial | Com ¦ LLLC - High Impact Application | 2020 | SC B | GWh | Before Competition Groups | 2.1944e-19 | 0 | 0 | 1492.7453 | 1.47e-22 | 70 | Commercial_2020_SC B_GWh_Before Competition Groups_70 | LLLC - High Impact Application | 1.47e-20% | 0 | 2.1944e-19 | Commercial_2020_SC B_GWh_Before Competition Groups_LLLC - High Impact Application
Commercial | Com ¦ Networked/Connected - High Impact Application | 2020 | SC B | GWh | Before Competition Groups | 1.037e-21 | 0 | 0 | 1492.7453 | 6.9468e-25 | 71 | Commercial_2020_SC B_GWh_Before Competition Groups_71 | Networked/Connected - High Impact Application | 6.947e-23% | 0 | 1.037e-21 | Commercial_2020_SC B_GWh_Before Competition Groups_Networked/Connected - High Impact Application
Commercial | Com ¦ Condensing Make Up Air Unit | 2020 | SC B | GWh | Before Competition Groups | 0 | 0 | 0 | 1492.7453 | 0 | 72 | Commercial_2020_SC B_GWh_Before Competition Groups_72 | Condensing Make Up Air Unit | 0% | 0 | 0 | Commercial_2020_SC B_GWh_Before Competition Groups_Condensing Make Up Air Unit
Commercial | Com ¦ Door Gasket Freezer/Refrigerator | 2020 | SC B | GWh | Before Competition Groups | 0 | 0 | 0 | 1492.7453 | 0 | 73 | Commercial_2020_SC B_GWh_Before Competition Groups_73 | Door Gasket Freezer/Refrigerator | 0% | 0 | 0 | Commercial_2020_SC B_GWh_Before Competition Groups_Door Gasket Freezer/Refrigerator
Commercial | Com ¦ Efficient compressor motor | 2020 | SC B | GWh | Before Competition Groups | 0 | 0 | 0 | 1492.7453 | 0 | 74 | Commercial_2020_SC B_GWh_Before Competition Groups_74 | Efficient compressor motor | 0% | 0 | 0 | Commercial_2020_SC B_GWh_Before Competition Groups_Efficient compressor motor
Commercial | Com ¦ Indoor Daylight Sensors/Photocell Dimming Control | 2020 | SC B | GWh | Before Competition Groups | 0 | 0 | 0 | 1492.7453 | 0 | 75 | Commercial_2020_SC B_GWh_Before Competition Groups_75 | Indoor Daylight Sensors/Photocell Dimming Control | 0% | 0 | 0 | Commercial_2020_SC B_GWh_Before Competition Groups_Indoor Daylight Sensors/Photocell Dimming Control
Commercial | Com ¦ LED RECESSED DOWNLIGHTS | 2020 | SC B | GWh | Before Competition Groups | 0 | 0 | 0 | 1492.7453 | 0 | 76 | Commercial_2020_SC B_GWh_Before Competition Groups_76 | LED RECESSED DOWNLIGHTS | 0% | 0 | 0 | Commercial_2020_SC B_GWh_Before Competition Groups_LED RECESSED DOWNLIGHTS
Commercial | Com ¦ Networked/Connected - Low Impact Application | 2020 | SC B | GWh | Before Competition Groups | 0 | 0 | 0 | 1492.7453 | 0 | 77 | Commercial_2020_SC B_GWh_Before Competition Groups_77 | Networked/Connected - Low Impact Application | 0% | 0 | 0 | Commercial_2020_SC B_GWh_Before Competition Groups_Networked/Connected - Low Impact Application
Commercial | Com ¦ Notched V belts for HVAC Systems | 2020 | SC B | GWh | Before Competition Groups | 0 | 0 | 0 | 1492.7453 | 0 | 78 | Commercial_2020_SC B_GWh_Before Competition Groups_78 | Notched V belts for HVAC Systems | 0% | 0 | 0 | Commercial_2020_SC B_GWh_Before Competition Groups_Notched V belts for HVAC Systems
Commercial | Com ¦ Refrigerated Display Case Doors | 2020 | SC B | GWh | Before Competition Groups | 0 | 0 | 0 | 1492.7453 | 0 | 79 | Commercial_2020_SC B_GWh_Before Competition Groups_79 | Refrigerated Display Case Doors | 0% | 0 | 0 | Commercial_2020_SC B_GWh_Before Competition Groups_Refrigerated Display Case Doors
Commercial | Com ¦ Variable Refrigerant Flow Heat Pump | 2020 | SC B | GWh | Before Competition Groups | 0 | 0 | 0 | 1492.7453 | 0 | 80 | Commercial_2020_SC B_GWh_Before Competition Groups_80 | Variable Refrigerant Flow Heat Pump | 0% | 0 | 0 | Commercial_2020_SC B_GWh_Before Competition Groups_Variable Refrigerant Flow Heat Pump
Commercial | Com ¦ ENERGY STAR LED LAMPS (REFLECTOR LAMPs/MR16/PAR 16) | 2020 | SC C | GWh | Before Competition Groups | 253.5187 | 0 | 0 | 1230.3342 | 0.20606 | 1 | Commercial_2020_SC C_GWh_Before Competition Groups_1 | ENERGY STAR LED LAMPS (REFLECTOR LAMPs/MR16/PAR 16) | 20.61% | 0 | 253.5187 | Commercial_2020_SC C_GWh_Before Competition Groups_ENERGY STAR LED LAMPS (REFLECTOR LAMPs/MR16/PAR 16)
Commercial | Com ¦ LED parking lot fixture | 2020 | SC C | GWh | Before Competition Groups | 133.9608 | 0 | 0 | 1230.3342 | 0.10888 | 2 | Commercial_2020_SC C_GWh_Before Competition Groups_2 | LED parking lot fixture | 10.89% | 0 | 133.9608 | Commercial_2020_SC C_GWh_Before Competition Groups_LED parking lot fixture
Commercial | Com ¦ LED EXTERIOR AREA LIGHTS - LED fixture (200W) | 2020 | SC C | GWh | Before Competition Groups | 131.0351 | 0 | 0 | 1230.3342 | 0.1065 | 3 | Commercial_2020_SC C_GWh_Before Competition Groups_3 | LED EXTERIOR AREA LIGHTS - LED fixture (200W) | 10.65% | 0 | 131.0351 | Commercial_2020_SC C_GWh_Before Competition Groups_LED EXTERIOR AREA LIGHTS - LED fixture (200W)
Commercial | Com ¦ LED Replacement Lamp (Tube) | 2020 | SC C | GWh | Before Competition Groups | 90.5205 | 0 | 0 | 1230.3342 | 0.073574 | 4 | Commercial_2020_SC C_GWh_Before Competition Groups_4 | LED Replacement Lamp (Tube) | 7.357% | 0 | 90.5205 | Commercial_2020_SC C_GWh_Before Competition Groups_LED Replacement Lamp (Tube)
Commercial | Com ¦ LED street light fixture | 2020 | SC C | GWh | Before Competition Groups | 71.0311 | 0 | 0 | 1230.3342 | 0.057733 | 5 | Commercial_2020_SC C_GWh_Before Competition Groups_5 | LED street light fixture | 5.773% | 0 | 71.0311 | Commercial_2020_SC C_GWh_Before Competition Groups_LED street light fixture
Commercial | Com ¦ LED Troffer/Surface/Suspended | 2020 | SC C | GWh | Before Competition Groups | 67.5536 | 0 | 0 | 1230.3342 | 0.054907 | 6 | Commercial_2020_SC C_GWh_Before Competition Groups_6 | LED Troffer/Surface/Suspended | 5.491% | 0 | 67.5536 | Commercial_2020_SC C_GWh_Before Competition Groups_LED Troffer/Surface/Suspended
Commercial | Com ¦ LED Low/High Bay | 2020 | SC C | GWh | Before Competition Groups | 57.4814 | 0 | 0 | 1230.3342 | 0.04672 | 7 | Commercial_2020_SC C_GWh_Before Competition Groups_7 | LED Low/High Bay | 4.672% | 0 | 57.4814 | Commercial_2020_SC C_GWh_Before Competition Groups_LED Low/High Bay
Commercial | Com ¦ ENERGY STAR LED LAMPS (General Service Lamps) | 2020 | SC C | GWh | Before Competition Groups | 54.2352 | 0 | 0 | 1230.3342 | 0.044082 | 8 | Commercial_2020_SC C_GWh_Before Competition Groups_8 | ENERGY STAR LED LAMPS (General Service Lamps) | 4.408% | 0 | 54.2352 | Commercial_2020_SC C_GWh_Before Competition Groups_ENERGY STAR LED LAMPS (General Service Lamps)
Commercial | Com ¦ Data Center Storage/Server Virtualization | 2020 | SC C | GWh | Before Competition Groups | 51.3581 | 0 | 0 | 1230.3342 | 0.041743 | 9 | Commercial_2020_SC C_GWh_Before Competition Groups_9 | Data Center Storage/Server Virtualization | 4.174% | 0 | 51.3581 | Commercial_2020_SC C_GWh_Before Competition Groups_Data Center Storage/Server Virtualization
Commercial | Com ¦ Building Recommissioning, Operations and Maintenance (O&M) Improvements | 2020 | SC C | GWh | Before Competition Groups | 46.2093 | 0 | 0 | 1230.3342 | 0.037558 | 10 | Commercial_2020_SC C_GWh_Before Competition Groups_10 | Building Recommissioning, Operations and Maintenance (O&M) Improvements | 3.756% | 0 | 46.2093 | Commercial_2020_SC C_GWh_Before Competition Groups_Building Recommissioning, Operations and Maintenance (O&M) Improvements
Commercial | Com ¦ LED or Equivalent Sign Lighting | 2020 | SC C | GWh | Before Competition Groups | 32.2125 | 0 | 0 | 1230.3342 | 0.026182 | 11 | Commercial_2020_SC C_GWh_Before Competition Groups_11 | LED or Equivalent Sign Lighting | 2.618% | 0 | 32.2125 | Commercial_2020_SC C_GWh_Before Competition Groups_LED or Equivalent Sign Lighting
Commercial | Com ¦ Reach-in Shaded Pole to ECM/PSC Evaporator Fan Motor | 2020 | SC C | GWh | Before Competition Groups | 29.2953 | 0 | 0 | 1230.3342 | 0.023811 | 12 | Commercial_2020_SC C_GWh_Before Competition Groups_12 | Reach-in Shaded Pole to ECM/PSC Evaporator Fan Motor | 2.381% | 0 | 29.2953 | Commercial_2020_SC C_GWh_Before Competition Groups_Reach-in Shaded Pole to ECM/PSC Evaporator Fan Motor
Commercial | Com ¦ High Efficiency Air Source Heat Pump | 2020 | SC C | GWh | Before Competition Groups | 28.9554 | 0 | 0 | 1230.3342 | 0.023535 | 13 | Commercial_2020_SC C_GWh_Before Competition Groups_13 | High Efficiency Air Source Heat Pump | 2.353% | 0 | 28.9554 | Commercial_2020_SC C_GWh_Before Competition Groups_High Efficiency Air Source Heat Pump
Commercial | Com ¦ Furnace Tune-Up | 2020 | SC C | GWh | Before Competition Groups | 28.42 | 0 | 0 | 1230.3342 | 0.023099 | 14 | Commercial_2020_SC C_GWh_Before Competition Groups_14 | Furnace Tune-Up | 2.31% | 0 | 28.42 | Commercial_2020_SC C_GWh_Before Competition Groups_Furnace Tune-Up
Commercial | Com ¦ Education and Capacity Building/Energy Behavior | 2020 | SC C | GWh | Before Competition Groups | 17.8319 | 0 | 0 | 1230.3342 | 0.014494 | 15 | Commercial_2020_SC C_GWh_Before Competition Groups_15 | Education and Capacity Building/Energy Behavior | 1.449% | 0 | 17.8319 | Commercial_2020_SC C_GWh_Before Competition Groups_Education and Capacity Building/Energy Behavior
Commercial | Com ¦ Strip Curtains | 2020 | SC C | GWh | Before Competition Groups | 16.7936 | 0 | 0 | 1230.3342 | 0.01365 | 16 | Commercial_2020_SC C_GWh_Before Competition Groups_16 | Strip Curtains | 1.365% | 0 | 16.7936 | Commercial_2020_SC C_GWh_Before Competition Groups_Strip Curtains
Commercial | Com ¦ Advanced BAS/Controllers | 2020 | SC C | GWh | Before Competition Groups | 12.9662 | 0 | 0 | 1230.3342 | 0.010539 | 17 | Commercial_2020_SC C_GWh_Before Competition Groups_17 | Advanced BAS/Controllers | 1.054% | 0 | 12.9662 | Commercial_2020_SC C_GWh_Before Competition Groups_Advanced BAS/Controllers
Commercial | Com ¦ Centrally controlled desktop PC/NETWORK PC POWER MANAGEMENT SOFTWARE | 2020 | SC C | GWh | Before Competition Groups | 10.0104 | 0 | 0 | 1230.3342 | 0.0081363 | 18 | Commercial_2020_SC C_GWh_Before Competition Groups_18 | Centrally controlled desktop PC/NETWORK PC POWER MANAGEMENT SOFTWARE | 0.8136% | 0 | 10.0104 | Commercial_2020_SC C_GWh_Before Competition Groups_Centrally controlled desktop PC/NETWORK PC POWER MANAGEMENT SOFTWARE
Commercial | Com ¦ Demand Control Ventilation | 2020 | SC C | GWh | Before Competition Groups | 9.6768 | 0 | 0 | 1230.3342 | 0.0078652 | 19 | Commercial_2020_SC C_GWh_Before Competition Groups_19 | Demand Control Ventilation | 0.7865% | 0 | 9.6768 | Commercial_2020_SC C_GWh_Before Competition Groups_Demand Control Ventilation
Commercial | Com ¦ Variable Frequency Drive (VFD) | 2020 | SC C | GWh | Before Competition Groups | 9.46 | 0 | 0 | 1230.3342 | 0.007689 | 20 | Commercial_2020_SC C_GWh_Before Competition Groups_20 | Variable Frequency Drive (VFD) | 0.7689% | 0 | 9.46 | Commercial_2020_SC C_GWh_Before Competition Groups_Variable Frequency Drive (VFD)
Commercial | Com ¦ VFD on Pumps | 2020 | SC C | GWh | Before Competition Groups | 8.8375 | 0 | 0 | 1230.3342 | 0.007183 | 21 | Commercial_2020_SC C_GWh_Before Competition Groups_21 | VFD on Pumps | 0.7183% | 0 | 8.8375 | Commercial_2020_SC C_GWh_Before Competition Groups_VFD on Pumps
Commercial | Com ¦ Adaptive Thermostats | 2020 | SC C | GWh | Before Competition Groups | 8.1421 | 0 | 0 | 1230.3342 | 0.0066178 | 22 | Commercial_2020_SC C_GWh_Before Competition Groups_22 | Adaptive Thermostats | 0.6618% | 0 | 8.1421 | Commercial_2020_SC C_GWh_Before Competition Groups_Adaptive Thermostats
Commercial | Com ¦ Air Handler with Dedicated Outdoor Air Systems | 2020 | SC C | GWh | Before Competition Groups | 5.4802 | 0 | 0 | 1230.3342 | 0.0044542 | 23 | Commercial_2020_SC C_GWh_Before Competition Groups_23 | Air Handler with Dedicated Outdoor Air Systems | 0.4454% | 0 | 5.4802 | Commercial_2020_SC C_GWh_Before Competition Groups_Air Handler with Dedicated Outdoor Air Systems
Commercial | Com ¦ Refrigerated Display Case LED | 2020 | SC C | GWh | Before Competition Groups | 5.2626 | 0 | 0 | 1230.3342 | 0.0042774 | 24 | Commercial_2020_SC C_GWh_Before Competition Groups_24 | Refrigerated Display Case LED | 0.4277% | 0 | 5.2626 | Commercial_2020_SC C_GWh_Before Competition Groups_Refrigerated Display Case LED
Commercial | Com ¦ ECM MOTORS FOR EVAPORATOR FANS for refrigeration (WALK-IN) | 2020 | SC C | GWh | Before Competition Groups | 4.4247 | 0 | 0 | 1230.3342 | 0.0035964 | 25 | Commercial_2020_SC C_GWh_Before Competition Groups_25 | ECM MOTORS FOR EVAPORATOR FANS for refrigeration (WALK-IN) | 0.3596% | 0 | 4.4247 | Commercial_2020_SC C_GWh_Before Competition Groups_ECM MOTORS FOR EVAPORATOR FANS for refrigeration (WALK-IN)
Commercial | Com ¦ Condensing Unit Heaters or other Efficient Unit Heating System | 2020 | SC C | GWh | Before Competition Groups | 4.2746 | 0 | 0 | 1230.3342 | 0.0034743 | 26 | Commercial_2020_SC C_GWh_Before Competition Groups_26 | Condensing Unit Heaters or other Efficient Unit Heating System | 0.3474% | 0 | 4.2746 | Commercial_2020_SC C_GWh_Before Competition Groups_Condensing Unit Heaters or other Efficient Unit Heating System
Commercial | Com ¦ ENERGY STAR Griddle (74% eff) | 2020 | SC C | GWh | Before Competition Groups | 4.133 | 0 | 0 | 1230.3342 | 0.0033593 | 27 | Commercial_2020_SC C_GWh_Before Competition Groups_27 | ENERGY STAR Griddle (74% eff) | 0.3359% | 0 | 4.133 | Commercial_2020_SC C_GWh_Before Competition Groups_ENERGY STAR Griddle (74% eff)
Commercial | Com ¦ Unitary Air-Conditioning Unit | 2020 | SC C | GWh | Before Competition Groups | 3.8182 | 0 | 0 | 1230.3342 | 0.0031034 | 28 | Commercial_2020_SC C_GWh_Before Competition Groups_28 | Unitary Air-Conditioning Unit | 0.3103% | 0 | 3.8182 | Commercial_2020_SC C_GWh_Before Competition Groups_Unitary Air-Conditioning Unit
Commercial | Com ¦ Freezer Case Light Sensor | 2020 | SC C | GWh | Before Competition Groups | 3.6344 | 0 | 0 | 1230.3342 | 0.002954 | 29 | Commercial_2020_SC C_GWh_Before Competition Groups_29 | Freezer Case Light Sensor | 0.2954% | 0 | 3.6344 | Commercial_2020_SC C_GWh_Before Competition Groups_Freezer Case Light Sensor
Commercial | Com ¦ Evaporator Fan Controls | 2020 | SC C | GWh | Before Competition Groups | 3.5452 | 0 | 0 | 1230.3342 | 0.0028815 | 30 | Commercial_2020_SC C_GWh_Before Competition Groups_30 | Evaporator Fan Controls | 0.2881% | 0 | 3.5452 | Commercial_2020_SC C_GWh_Before Competition Groups_Evaporator Fan Controls
Commercial | Com ¦ Demand Control Kitchen Ventilation | 2020 | SC C | GWh | Before Competition Groups | 3.3705 | 0 | 0 | 1230.3342 | 0.0027395 | 31 | Commercial_2020_SC C_GWh_Before Competition Groups_31 | Demand Control Kitchen Ventilation | 0.2739% | 0 | 3.3705 | Commercial_2020_SC C_GWh_Before Competition Groups_Demand Control Kitchen Ventilation
Commercial | Com ¦ Chilled Water Optimization | 2020 | SC C | GWh | Before Competition Groups | 3.1981 | 0 | 0 | 1230.3342 | 0.0025994 | 32 | Commercial_2020_SC C_GWh_Before Competition Groups_32 | Chilled Water Optimization | 0.2599% | 0 | 3.1981 | Commercial_2020_SC C_GWh_Before Competition Groups_Chilled Water Optimization
Commercial | Com ¦ Occupancy Sensors | 2020 | SC C | GWh | Before Competition Groups | 2.9835 | 0 | 0 | 1230.3342 | 0.002425 | 33 | Commercial_2020_SC C_GWh_Before Competition Groups_33 | Occupancy Sensors | 0.2425% | 0 | 2.9835 | Commercial_2020_SC C_GWh_Before Competition Groups_Occupancy Sensors
Commercial | Com ¦ ENERGY STAR Fryer (84% eff) | 2020 | SC C | GWh | Before Competition Groups | 1.4607 | 0 | 0 | 1230.3342 | 0.0011872 | 34 | Commercial_2020_SC C_GWh_Before Competition Groups_34 | ENERGY STAR Fryer (84% eff) | 0.1187% | 0 | 1.4607 | Commercial_2020_SC C_GWh_Before Competition Groups_ENERGY STAR Fryer (84% eff)
Commercial | Com ¦ Temperature Adjustment in Commercial Freezers | 2020 | SC C | GWh | Before Competition Groups | 1.3568 | 0 | 0 | 1230.3342 | 0.0011028 | 35 | Commercial_2020_SC C_GWh_Before Competition Groups_35 | Temperature Adjustment in Commercial Freezers | 0.1103% | 0 | 1.3568 | Commercial_2020_SC C_GWh_Before Competition Groups_Temperature Adjustment in Commercial Freezers
Commercial | Com ¦ Elec Storage WH 2.30 Et | 2020 | SC C | GWh | Before Competition Groups | 1.2665 | 0 | 0 | 1230.3342 | 0.0010294 | 36 | Commercial_2020_SC C_GWh_Before Competition Groups_36 | Elec Storage WH 2.30 Et | 0.1029% | 0 | 1.2665 | Commercial_2020_SC C_GWh_Before Competition Groups_Elec Storage WH 2.30 Et
Commercial | Com ¦ Outside Air Economizer | 2020 | SC C | GWh | Before Competition Groups | 1.209 | 0 | 0 | 1230.3342 | 0.00098266 | 37 | Commercial_2020_SC C_GWh_Before Competition Groups_37 | Outside Air Economizer | 0.09827% | 0 | 1.209 | Commercial_2020_SC C_GWh_Before Competition Groups_Outside Air Economizer
Commercial | Com ¦ CO Sensors for parking garage exhaust fans | 2020 | SC C | GWh | Before Competition Groups | 1.2087 | 0 | 0 | 1230.3342 | 0.00098243 | 38 | Commercial_2020_SC C_GWh_Before Competition Groups_38 | CO Sensors for parking garage exhaust fans | 0.09824% | 0 | 1.2087 | Commercial_2020_SC C_GWh_Before Competition Groups_CO Sensors for parking garage exhaust fans
Commercial | Com ¦ Vertical Night Covers | 2020 | SC C | GWh | Before Competition Groups | 1.0516 | 0 | 0 | 1230.3342 | 0.00085473 | 39 | Commercial_2020_SC C_GWh_Before Competition Groups_39 | Vertical Night Covers | 0.08547% | 0 | 1.0516 | Commercial_2020_SC C_GWh_Before Competition Groups_Vertical Night Covers
Commercial | Com ¦ BEVERAGE VENDING MACHINE CONTROLS | 2020 | SC C | GWh | Before Competition Groups | 0.96457 | 0 | 0 | 1230.3342 | 0.00078399 | 40 | Commercial_2020_SC C_GWh_Before Competition Groups_40 | BEVERAGE VENDING MACHINE CONTROLS | 0.0784% | 0 | 0.96457 | Commercial_2020_SC C_GWh_Before Competition Groups_BEVERAGE VENDING MACHINE CONTROLS
Commercial | Com ¦ Energy Efficient Laboratory Fume Hood | 2020 | SC C | GWh | Before Competition Groups | 0.95828 | 0 | 0 | 1230.3342 | 0.00077888 | 41 | Commercial_2020_SC C_GWh_Before Competition Groups_41 | Energy Efficient Laboratory Fume Hood | 0.07789% | 0 | 0.95828 | Commercial_2020_SC C_GWh_Before Competition Groups_Energy Efficient Laboratory Fume Hood
Commercial | Com ¦ Duct Insulation, R8 | 2020 | SC C | GWh | Before Competition Groups | 0.95008 | 0 | 0 | 1230.3342 | 0.00077221 | 42 | Commercial_2020_SC C_GWh_Before Competition Groups_42 | Duct Insulation, R8 | 0.07722% | 0 | 0.95008 | Commercial_2020_SC C_GWh_Before Competition Groups_Duct Insulation, R8
Commercial | Com ¦ Water Heating (DHW) Pipe Insulation (Add 3/4\ Foam)" | 2020 | SC C | GWh | Before Competition Groups | 0.90935 | 0 | 0 | 1230.3342 | 0.00073911 | 43 | Commercial_2020_SC C_GWh_Before Competition Groups_43 | Water Heating (DHW) Pipe Insulation (Add 3/4\ Foam)" | 0.07391% | 0 | 0.90935 | Commercial_2020_SC C_GWh_Before Competition Groups_Water Heating (DHW) Pipe Insulation (Add 3/4\ Foam)"
Commercial | Com ¦ Thermostat Setback | 2020 | SC C | GWh | Before Competition Groups | 0.78667 | 0 | 0 | 1230.3342 | 0.0006394 | 44 | Commercial_2020_SC C_GWh_Before Competition Groups_44 | Thermostat Setback | 0.06394% | 0 | 0.78667 | Commercial_2020_SC C_GWh_Before Competition Groups_Thermostat Setback
Commercial | Com ¦ Water Source Heat Pump (4 ton) | 2020 | SC C | GWh | Before Competition Groups | 0.70743 | 0 | 0 | 1230.3342 | 0.00057499 | 45 | Commercial_2020_SC C_GWh_Before Competition Groups_45 | Water Source Heat Pump (4 ton) | 0.0575% | 0 | 0.70743 | Commercial_2020_SC C_GWh_Before Competition Groups_Water Source Heat Pump (4 ton)
Commercial | Com ¦ ENERGY STAR Dishwasher | 2020 | SC C | GWh | Before Competition Groups | 0.6971 | 0 | 0 | 1230.3342 | 0.00056659 | 46 | Commercial_2020_SC C_GWh_Before Competition Groups_46 | ENERGY STAR Dishwasher | 0.05666% | 0 | 0.6971 | Commercial_2020_SC C_GWh_Before Competition Groups_ENERGY STAR Dishwasher
Commercial | Com ¦ ENERGY STAR Steam Cookers | 2020 | SC C | GWh | Before Competition Groups | 0.69662 | 0 | 0 | 1230.3342 | 0.0005662 | 47 | Commercial_2020_SC C_GWh_Before Competition Groups_47 | ENERGY STAR Steam Cookers | 0.05662% | 0 | 0.69662 | Commercial_2020_SC C_GWh_Before Competition Groups_ENERGY STAR Steam Cookers
Commercial | Com ¦ LLLC - High Impact Application | 2020 | SC C | GWh | Before Competition Groups | 0.57921 | 0 | 0 | 1230.3342 | 0.00047077 | 48 | Commercial_2020_SC C_GWh_Before Competition Groups_48 | LLLC - High Impact Application | 0.04708% | 0 | 0.57921 | Commercial_2020_SC C_GWh_Before Competition Groups_LLLC - High Impact Application
Commercial | Com ¦ Suction Pipe Insulation Freezer/Refrigerator | 2020 | SC C | GWh | Before Competition Groups | 0.57558 | 0 | 0 | 1230.3342 | 0.00046782 | 49 | Commercial_2020_SC C_GWh_Before Competition Groups_49 | Suction Pipe Insulation Freezer/Refrigerator | 0.04678% | 0 | 0.57558 | Commercial_2020_SC C_GWh_Before Competition Groups_Suction Pipe Insulation Freezer/Refrigerator
Commercial | Com ¦ LLLC - Low Impact Application | 2020 | SC C | GWh | Before Competition Groups | 0.27327 | 0 | 0 | 1230.3342 | 0.00022211 | 50 | Commercial_2020_SC C_GWh_Before Competition Groups_50 | LLLC - Low Impact Application | 0.02221% | 0 | 0.27327 | Commercial_2020_SC C_GWh_Before Competition Groups_LLLC - Low Impact Application
Commercial | Com ¦ Ozone Laundry Treatment | 2020 | SC C | GWh | Before Competition Groups | 0.26949 | 0 | 0 | 1230.3342 | 0.00021904 | 51 | Commercial_2020_SC C_GWh_Before Competition Groups_51 | Ozone Laundry Treatment | 0.0219% | 0 | 0.26949 | Commercial_2020_SC C_GWh_Before Competition Groups_Ozone Laundry Treatment
Commercial | Com ¦ Demand controlled Circulating Systems | 2020 | SC C | GWh | Before Competition Groups | 0.19299 | 0 | 0 | 1230.3342 | 0.00015686 | 52 | Commercial_2020_SC C_GWh_Before Competition Groups_52 | Demand controlled Circulating Systems | 0.01569% | 0 | 0.19299 | Commercial_2020_SC C_GWh_Before Competition Groups_Demand controlled Circulating Systems
Commercial | Com ¦ ECM MOTORS FOR HVAC APPLICATION (FAN-POWERED VAV BOX) | 2020 | SC C | GWh | Before Competition Groups | 0.14048 | 0 | 0 | 1230.3342 | 0.00011418 | 53 | Commercial_2020_SC C_GWh_Before Competition Groups_53 | ECM MOTORS FOR HVAC APPLICATION (FAN-POWERED VAV BOX) | 0.01142% | 0 | 0.14048 | Commercial_2020_SC C_GWh_Before Competition Groups_ECM MOTORS FOR HVAC APPLICATION (FAN-POWERED VAV BOX)
Commercial | Com ¦ CEE Tier 2/Energy Star Clothes Washers | 2020 | SC C | GWh | Before Competition Groups | 0.13615 | 0 | 0 | 1230.3342 | 0.00011066 | 54 | Commercial_2020_SC C_GWh_Before Competition Groups_54 | CEE Tier 2/Energy Star Clothes Washers | 0.01107% | 0 | 0.13615 | Commercial_2020_SC C_GWh_Before Competition Groups_CEE Tier 2/Energy Star Clothes Washers
Commercial | Com ¦ Low Flow Pre-Rinse Spray Nozzle | 2020 | SC C | GWh | Before Competition Groups | 0.078956 | 0 | 0 | 1230.3342 | 6.4175e-05 | 55 | Commercial_2020_SC C_GWh_Before Competition Groups_55 | Low Flow Pre-Rinse Spray Nozzle | 0.006417% | 0 | 0.078956 | Commercial_2020_SC C_GWh_Before Competition Groups_Low Flow Pre-Rinse Spray Nozzle
Commercial | Com ¦ HVAC Optimization | 2020 | SC C | GWh | Before Competition Groups | 0.076785 | 0 | 0 | 1230.3342 | 6.241e-05 | 56 | Commercial_2020_SC C_GWh_Before Competition Groups_56 | HVAC Optimization | 0.006241% | 0 | 0.076785 | Commercial_2020_SC C_GWh_Before Competition Groups_HVAC Optimization
Commercial | Com ¦ Auto Off Time Switch or Time Clock control | 2020 | SC C | GWh | Before Competition Groups | 0.051256 | 0 | 0 | 1230.3342 | 4.166e-05 | 57 | Commercial_2020_SC C_GWh_Before Competition Groups_57 | Auto Off Time Switch or Time Clock control | 0.004166% | 0 | 0.051256 | Commercial_2020_SC C_GWh_Before Competition Groups_Auto Off Time Switch or Time Clock control
Commercial | COM ¦ Ductless Mini-Split Heat Pumps | 2020 | SC C | GWh | Before Competition Groups | 0.041693 | 0 | 0 | 1230.3342 | 3.3887e-05 | 58 | Commercial_2020_SC C_GWh_Before Competition Groups_58 | Ductless Mini-Split Heat Pumps | 0.003389% | 0 | 0.041693 | Commercial_2020_SC C_GWh_Before Competition Groups_Ductless Mini-Split Heat Pumps
Commercial | Com ¦ Commercial Hot Food Holding Cabinets | 2020 | SC C | GWh | Before Competition Groups | 0.01845 | 0 | 0 | 1230.3342 | 1.4996e-05 | 59 | Commercial_2020_SC C_GWh_Before Competition Groups_59 | Commercial Hot Food Holding Cabinets | 0.0015% | 0 | 0.01845 | Commercial_2020_SC C_GWh_Before Competition Groups_Commercial Hot Food Holding Cabinets
Commercial | Com ¦ Air Curtains | 2020 | SC C | GWh | Before Competition Groups | 0.01554 | 0 | 0 | 1230.3342 | 1.2631e-05 | 60 | Commercial_2020_SC C_GWh_Before Competition Groups_60 | Air Curtains | 0.001263% | 0 | 0.01554 | Commercial_2020_SC C_GWh_Before Competition Groups_Air Curtains
Commercial | Com ¦ Wall Insulation | 2020 | SC C | GWh | Before Competition Groups | 0.0083766 | 0 | 0 | 1230.3342 | 6.8084e-06 | 61 | Commercial_2020_SC C_GWh_Before Competition Groups_61 | Wall Insulation | 0.0006808% | 0 | 0.0083766 | Commercial_2020_SC C_GWh_Before Competition Groups_Wall Insulation
Commercial | Com ¦ PTAC (12 EER/10,000 BTU) | 2020 | SC C | GWh | Before Competition Groups | 0.005705 | 0 | 0 | 1230.3342 | 4.637e-06 | 62 | Commercial_2020_SC C_GWh_Before Competition Groups_62 | PTAC (12 EER/10,000 BTU) | 0.0004637% | 0 | 0.005705 | Commercial_2020_SC C_GWh_Before Competition Groups_PTAC (12 EER/10,000 BTU)
Commercial | Com ¦ Solar Water Preheat (Pools/DHW) | 2020 | SC C | GWh | Before Competition Groups | 0.0047871 | 0 | 0 | 1230.3342 | 3.8909e-06 | 63 | Commercial_2020_SC C_GWh_Before Competition Groups_63 | Solar Water Preheat (Pools/DHW) | 0.0003891% | 0 | 0.0047871 | Commercial_2020_SC C_GWh_Before Competition Groups_Solar Water Preheat (Pools/DHW)
Commercial | Com ¦ High Efficiency Chiller (avg of water and air cooled) | 2020 | SC C | GWh | Before Competition Groups | 0.0042324 | 0 | 0 | 1230.3342 | 3.44e-06 | 64 | Commercial_2020_SC C_GWh_Before Competition Groups_64 | High Efficiency Chiller (avg of water and air cooled) | 0.000344% | 0 | 0.0042324 | Commercial_2020_SC C_GWh_Before Competition Groups_High Efficiency Chiller (avg of water and air cooled)
Commercial | Com ¦ VSD Air Compressor | 2020 | SC C | GWh | Before Competition Groups | 0.003183 | 0 | 0 | 1230.3342 | 2.5871e-06 | 65 | Commercial_2020_SC C_GWh_Before Competition Groups_65 | VSD Air Compressor | 0.0002587% | 0 | 0.003183 | Commercial_2020_SC C_GWh_Before Competition Groups_VSD Air Compressor
Commercial | Com ¦ Energy Recovery Ventilation and Ventilation (Enhanced) | 2020 | SC C | GWh | Before Competition Groups | 0.001327 | 0 | 0 | 1230.3342 | 1.0786e-06 | 66 | Commercial_2020_SC C_GWh_Before Competition Groups_66 | Energy Recovery Ventilation and Ventilation (Enhanced) | 0.0001079% | 0 | 0.001327 | Commercial_2020_SC C_GWh_Before Competition Groups_Energy Recovery Ventilation and Ventilation (Enhanced)
Commercial | Com ¦ EC Plug Fan for Data Center (under cabinet) | 2020 | SC C | GWh | Before Competition Groups | 0.001077 | 0 | 0 | 1230.3342 | 8.7534e-07 | 67 | Commercial_2020_SC C_GWh_Before Competition Groups_67 | EC Plug Fan for Data Center (under cabinet) | 8.753e-05% | 0 | 0.001077 | Commercial_2020_SC C_GWh_Before Competition Groups_EC Plug Fan for Data Center (under cabinet)
Commercial | Com ¦ Networked/Connected - High Impact Application | 2020 | SC C | GWh | Before Competition Groups | 0.0010159 | 0 | 0 | 1230.3342 | 8.2574e-07 | 68 | Commercial_2020_SC C_GWh_Before Competition Groups_68 | Networked/Connected - High Impact Application | 8.257e-05% | 0 | 0.0010159 | Commercial_2020_SC C_GWh_Before Competition Groups_Networked/Connected - High Impact Application
Commercial | Com ¦ Electric Convection Combination Ovens | 2020 | SC C | GWh | Before Competition Groups | 0.00041039 | 0 | 0 | 1230.3342 | 3.3356e-07 | 69 | Commercial_2020_SC C_GWh_Before Competition Groups_69 | Electric Convection Combination Ovens | 3.336e-05% | 0 | 0.00041039 | Commercial_2020_SC C_GWh_Before Competition Groups_Electric Convection Combination Ovens
Commercial | Com ¦ Room AC (w/ louvered sides) 14 SEER from 12 SEER code | 2020 | SC C | GWh | Before Competition Groups | 0.00024735 | 0 | 0 | 1230.3342 | 2.0104e-07 | 70 | Commercial_2020_SC C_GWh_Before Competition Groups_70 | Room AC (w/ louvered sides) 14 SEER from 12 SEER code | 2.01e-05% | 0 | 0.00024735 | Commercial_2020_SC C_GWh_Before Competition Groups_Room AC (w/ louvered sides) 14 SEER from 12 SEER code
Commercial | Com ¦ High Efficiency Small Instantaneous Water Heater | 2020 | SC C | GWh | Before Competition Groups | 5.5751e-06 | 0 | 0 | 1230.3342 | 4.5314e-09 | 71 | Commercial_2020_SC C_GWh_Before Competition Groups_71 | High Efficiency Small Instantaneous Water Heater | 4.531e-07% | 0 | 5.5751e-06 | Commercial_2020_SC C_GWh_Before Competition Groups_High Efficiency Small Instantaneous Water Heater
Commercial | Com ¦ Condensing Make Up Air Unit | 2020 | SC C | GWh | Before Competition Groups | 0 | 0 | 0 | 1230.3342 | 0 | 72 | Commercial_2020_SC C_GWh_Before Competition Groups_72 | Condensing Make Up Air Unit | 0% | 0 | 0 | Commercial_2020_SC C_GWh_Before Competition Groups_Condensing Make Up Air Unit
Commercial | Com ¦ Door Gasket Freezer/Refrigerator | 2020 | SC C | GWh | Before Competition Groups | 0 | 0 | 0 | 1230.3342 | 0 | 73 | Commercial_2020_SC C_GWh_Before Competition Groups_73 | Door Gasket Freezer/Refrigerator | 0% | 0 | 0 | Commercial_2020_SC C_GWh_Before Competition Groups_Door Gasket Freezer/Refrigerator
Commercial | Com ¦ Efficient compressor motor | 2020 | SC C | GWh | Before Competition Groups | 0 | 0 | 0 | 1230.3342 | 0 | 74 | Commercial_2020_SC C_GWh_Before Competition Groups_74 | Efficient compressor motor | 0% | 0 | 0 | Commercial_2020_SC C_GWh_Before Competition Groups_Efficient compressor motor
Commercial | Com ¦ Indoor Daylight Sensors/Photocell Dimming Control | 2020 | SC C | GWh | Before Competition Groups | 0 | 0 | 0 | 1230.3342 | 0 | 75 | Commercial_2020_SC C_GWh_Before Competition Groups_75 | Indoor Daylight Sensors/Photocell Dimming Control | 0% | 0 | 0 | Commercial_2020_SC C_GWh_Before Competition Groups_Indoor Daylight Sensors/Photocell Dimming Control
Commercial | Com ¦ LED RECESSED DOWNLIGHTS | 2020 | SC C | GWh | Before Competition Groups | 0 | 0 | 0 | 1230.3342 | 0 | 76 | Commercial_2020_SC C_GWh_Before Competition Groups_76 | LED RECESSED DOWNLIGHTS | 0% | 0 | 0 | Commercial_2020_SC C_GWh_Before Competition Groups_LED RECESSED DOWNLIGHTS
Commercial | Com ¦ Networked/Connected - Low Impact Application | 2020 | SC C | GWh | Before Competition Groups | 0 | 0 | 0 | 1230.3342 | 0 | 77 | Commercial_2020_SC C_GWh_Before Competition Groups_77 | Networked/Connected - Low Impact Application | 0% | 0 | 0 | Commercial_2020_SC C_GWh_Before Competition Groups_Networked/Connected - Low Impact Application
Commercial | Com ¦ Notched V belts for HVAC Systems | 2020 | SC C | GWh | Before Competition Groups | 0 | 0 | 0 | 1230.3342 | 0 | 78 | Commercial_2020_SC C_GWh_Before Competition Groups_78 | Notched V belts for HVAC Systems | 0% | 0 | 0 | Commercial_2020_SC C_GWh_Before Competition Groups_Notched V belts for HVAC Systems
Commercial | Com ¦ Refrigerated Display Case Doors | 2020 | SC C | GWh | Before Competition Groups | 0 | 0 | 0 | 1230.3342 | 0 | 79 | Commercial_2020_SC C_GWh_Before Competition Groups_79 | Refrigerated Display Case Doors | 0% | 0 | 0 | Commercial_2020_SC C_GWh_Before Competition Groups_Refrigerated Display Case Doors
Commercial | Com ¦ Variable Refrigerant Flow Heat Pump | 2020 | SC C | GWh | Before Competition Groups | 0 | 0 | 0 | 1230.3342 | 0 | 80 | Commercial_2020_SC C_GWh_Before Competition Groups_80 | Variable Refrigerant Flow Heat Pump | 0% | 0 | 0 | Commercial_2020_SC C_GWh_Before Competition Groups_Variable Refrigerant Flow Heat Pump
Commercial | Com ¦ ENERGY STAR LED LAMPS (REFLECTOR LAMPs/MR16/PAR 16) | 2020 | SC D | GWh | Before Competition Groups | 253.5097 | 0 | 0 | 1178.3232 | 0.21514 | 1 | Commercial_2020_SC D_GWh_Before Competition Groups_1 | ENERGY STAR LED LAMPS (REFLECTOR LAMPs/MR16/PAR 16) | 21.51% | 0 | 253.5097 | Commercial_2020_SC D_GWh_Before Competition Groups_ENERGY STAR LED LAMPS (REFLECTOR LAMPs/MR16/PAR 16)
Commercial | Com ¦ LED parking lot fixture | 2020 | SC D | GWh | Before Competition Groups | 133.9608 | 0 | 0 | 1178.3232 | 0.11369 | 2 | Commercial_2020_SC D_GWh_Before Competition Groups_2 | LED parking lot fixture | 11.37% | 0 | 133.9608 | Commercial_2020_SC D_GWh_Before Competition Groups_LED parking lot fixture
Commercial | Com ¦ LED EXTERIOR AREA LIGHTS - LED fixture (200W) | 2020 | SC D | GWh | Before Competition Groups | 124.9024 | 0 | 0 | 1178.3232 | 0.106 | 3 | Commercial_2020_SC D_GWh_Before Competition Groups_3 | LED EXTERIOR AREA LIGHTS - LED fixture (200W) | 10.6% | 0 | 124.9024 | Commercial_2020_SC D_GWh_Before Competition Groups_LED EXTERIOR AREA LIGHTS - LED fixture (200W)
Commercial | Com ¦ LED Replacement Lamp (Tube) | 2020 | SC D | GWh | Before Competition Groups | 90.5205 | 0 | 0 | 1178.3232 | 0.076821 | 4 | Commercial_2020_SC D_GWh_Before Competition Groups_4 | LED Replacement Lamp (Tube) | 7.682% | 0 | 90.5205 | Commercial_2020_SC D_GWh_Before Competition Groups_LED Replacement Lamp (Tube)
Commercial | Com ¦ LED street light fixture | 2020 | SC D | GWh | Before Competition Groups | 55.803 | 0 | 0 | 1178.3232 | 0.047358 | 5 | Commercial_2020_SC D_GWh_Before Competition Groups_5 | LED street light fixture | 4.736% | 0 | 55.803 | Commercial_2020_SC D_GWh_Before Competition Groups_LED street light fixture
Commercial | Com ¦ LED Low/High Bay | 2020 | SC D | GWh | Before Competition Groups | 55.2367 | 0 | 0 | 1178.3232 | 0.046877 | 6 | Commercial_2020_SC D_GWh_Before Competition Groups_6 | LED Low/High Bay | 4.688% | 0 | 55.2367 | Commercial_2020_SC D_GWh_Before Competition Groups_LED Low/High Bay
Commercial | Com ¦ ENERGY STAR LED LAMPS (General Service Lamps) | 2020 | SC D | GWh | Before Competition Groups | 54.2325 | 0 | 0 | 1178.3232 | 0.046025 | 7 | Commercial_2020_SC D_GWh_Before Competition Groups_7 | ENERGY STAR LED LAMPS (General Service Lamps) | 4.603% | 0 | 54.2325 | Commercial_2020_SC D_GWh_Before Competition Groups_ENERGY STAR LED LAMPS (General Service Lamps)
Commercial | Com ¦ LED Troffer/Surface/Suspended | 2020 | SC D | GWh | Before Competition Groups | 54.1166 | 0 | 0 | 1178.3232 | 0.045927 | 8 | Commercial_2020_SC D_GWh_Before Competition Groups_8 | LED Troffer/Surface/Suspended | 4.593% | 0 | 54.1166 | Commercial_2020_SC D_GWh_Before Competition Groups_LED Troffer/Surface/Suspended
Commercial | Com ¦ Data Center Storage/Server Virtualization | 2020 | SC D | GWh | Before Competition Groups | 51.3581 | 0 | 0 | 1178.3232 | 0.043586 | 9 | Commercial_2020_SC D_GWh_Before Competition Groups_9 | Data Center Storage/Server Virtualization | 4.359% | 0 | 51.3581 | Commercial_2020_SC D_GWh_Before Competition Groups_Data Center Storage/Server Virtualization
Commercial | Com ¦ Building Recommissioning, Operations and Maintenance (O&M) Improvements | 2020 | SC D | GWh | Before Competition Groups | 46.1703 | 0 | 0 | 1178.3232 | 0.039183 | 10 | Commercial_2020_SC D_GWh_Before Competition Groups_10 | Building Recommissioning, Operations and Maintenance (O&M) Improvements | 3.918% | 0 | 46.1703 | Commercial_2020_SC D_GWh_Before Competition Groups_Building Recommissioning, Operations and Maintenance (O&M) Improvements
Commercial | Com ¦ Reach-in Shaded Pole to ECM/PSC Evaporator Fan Motor | 2020 | SC D | GWh | Before Competition Groups | 29.2953 | 0 | 0 | 1178.3232 | 0.024862 | 11 | Commercial_2020_SC D_GWh_Before Competition Groups_11 | Reach-in Shaded Pole to ECM/PSC Evaporator Fan Motor | 2.486% | 0 | 29.2953 | Commercial_2020_SC D_GWh_Before Competition Groups_Reach-in Shaded Pole to ECM/PSC Evaporator Fan Motor
Commercial | Com ¦ High Efficiency Air Source Heat Pump | 2020 | SC D | GWh | Before Competition Groups | 28.9554 | 0 | 0 | 1178.3232 | 0.024573 | 12 | Commercial_2020_SC D_GWh_Before Competition Groups_12 | High Efficiency Air Source Heat Pump | 2.457% | 0 | 28.9554 | Commercial_2020_SC D_GWh_Before Competition Groups_High Efficiency Air Source Heat Pump
Commercial | Com ¦ Furnace Tune-Up | 2020 | SC D | GWh | Before Competition Groups | 28.4163 | 0 | 0 | 1178.3232 | 0.024116 | 13 | Commercial_2020_SC D_GWh_Before Competition Groups_13 | Furnace Tune-Up | 2.412% | 0 | 28.4163 | Commercial_2020_SC D_GWh_Before Competition Groups_Furnace Tune-Up
Commercial | Com ¦ LED or Equivalent Sign Lighting | 2020 | SC D | GWh | Before Competition Groups | 24.8274 | 0 | 0 | 1178.3232 | 0.02107 | 14 | Commercial_2020_SC D_GWh_Before Competition Groups_14 | LED or Equivalent Sign Lighting | 2.107% | 0 | 24.8274 | Commercial_2020_SC D_GWh_Before Competition Groups_LED or Equivalent Sign Lighting
Commercial | Com ¦ Education and Capacity Building/Energy Behavior | 2020 | SC D | GWh | Before Competition Groups | 17.8319 | 0 | 0 | 1178.3232 | 0.015133 | 15 | Commercial_2020_SC D_GWh_Before Competition Groups_15 | Education and Capacity Building/Energy Behavior | 1.513% | 0 | 17.8319 | Commercial_2020_SC D_GWh_Before Competition Groups_Education and Capacity Building/Energy Behavior
Commercial | Com ¦ Strip Curtains | 2020 | SC D | GWh | Before Competition Groups | 16.787 | 0 | 0 | 1178.3232 | 0.014247 | 16 | Commercial_2020_SC D_GWh_Before Competition Groups_16 | Strip Curtains | 1.425% | 0 | 16.787 | Commercial_2020_SC D_GWh_Before Competition Groups_Strip Curtains
Commercial | Com ¦ Advanced BAS/Controllers | 2020 | SC D | GWh | Before Competition Groups | 13.6191 | 0 | 0 | 1178.3232 | 0.011558 | 17 | Commercial_2020_SC D_GWh_Before Competition Groups_17 | Advanced BAS/Controllers | 1.156% | 0 | 13.6191 | Commercial_2020_SC D_GWh_Before Competition Groups_Advanced BAS/Controllers
Commercial | Com ¦ Centrally controlled desktop PC/NETWORK PC POWER MANAGEMENT SOFTWARE | 2020 | SC D | GWh | Before Competition Groups | 10.0005 | 0 | 0 | 1178.3232 | 0.0084871 | 18 | Commercial_2020_SC D_GWh_Before Competition Groups_18 | Centrally controlled desktop PC/NETWORK PC POWER MANAGEMENT SOFTWARE | 0.8487% | 0 | 10.0005 | Commercial_2020_SC D_GWh_Before Competition Groups_Centrally controlled desktop PC/NETWORK PC POWER MANAGEMENT SOFTWARE
Commercial | Com ¦ Variable Frequency Drive (VFD) | 2020 | SC D | GWh | Before Competition Groups | 9.2389 | 0 | 0 | 1178.3232 | 0.0078407 | 19 | Commercial_2020_SC D_GWh_Before Competition Groups_19 | Variable Frequency Drive (VFD) | 0.7841% | 0 | 9.2389 | Commercial_2020_SC D_GWh_Before Competition Groups_Variable Frequency Drive (VFD)
Commercial | Com ¦ VFD on Pumps | 2020 | SC D | GWh | Before Competition Groups | 8.5881 | 0 | 0 | 1178.3232 | 0.0072884 | 20 | Commercial_2020_SC D_GWh_Before Competition Groups_20 | VFD on Pumps | 0.7288% | 0 | 8.5881 | Commercial_2020_SC D_GWh_Before Competition Groups_VFD on Pumps
Commercial | Com ¦ Adaptive Thermostats | 2020 | SC D | GWh | Before Competition Groups | 7.8306 | 0 | 0 | 1178.3232 | 0.0066455 | 21 | Commercial_2020_SC D_GWh_Before Competition Groups_21 | Adaptive Thermostats | 0.6646% | 0 | 7.8306 | Commercial_2020_SC D_GWh_Before Competition Groups_Adaptive Thermostats
Commercial | Com ¦ Demand Control Ventilation | 2020 | SC D | GWh | Before Competition Groups | 7.5094 | 0 | 0 | 1178.3232 | 0.0063729 | 22 | Commercial_2020_SC D_GWh_Before Competition Groups_22 | Demand Control Ventilation | 0.6373% | 0 | 7.5094 | Commercial_2020_SC D_GWh_Before Competition Groups_Demand Control Ventilation
Commercial | Com ¦ Refrigerated Display Case LED | 2020 | SC D | GWh | Before Competition Groups | 4.9486 | 0 | 0 | 1178.3232 | 0.0041997 | 23 | Commercial_2020_SC D_GWh_Before Competition Groups_23 | Refrigerated Display Case LED | 0.42% | 0 | 4.9486 | Commercial_2020_SC D_GWh_Before Competition Groups_Refrigerated Display Case LED
Commercial | Com ¦ ECM MOTORS FOR EVAPORATOR FANS for refrigeration (WALK-IN) | 2020 | SC D | GWh | Before Competition Groups | 4.3841 | 0 | 0 | 1178.3232 | 0.0037206 | 24 | Commercial_2020_SC D_GWh_Before Competition Groups_24 | ECM MOTORS FOR EVAPORATOR FANS for refrigeration (WALK-IN) | 0.3721% | 0 | 4.3841 | Commercial_2020_SC D_GWh_Before Competition Groups_ECM MOTORS FOR EVAPORATOR FANS for refrigeration (WALK-IN)
Commercial | Com ¦ Condensing Unit Heaters or other Efficient Unit Heating System | 2020 | SC D | GWh | Before Competition Groups | 4.2603 | 0 | 0 | 1178.3232 | 0.0036156 | 25 | Commercial_2020_SC D_GWh_Before Competition Groups_25 | Condensing Unit Heaters or other Efficient Unit Heating System | 0.3616% | 0 | 4.2603 | Commercial_2020_SC D_GWh_Before Competition Groups_Condensing Unit Heaters or other Efficient Unit Heating System
Commercial | Com ¦ Air Handler with Dedicated Outdoor Air Systems | 2020 | SC D | GWh | Before Competition Groups | 4.205 | 0 | 0 | 1178.3232 | 0.0035686 | 26 | Commercial_2020_SC D_GWh_Before Competition Groups_26 | Air Handler with Dedicated Outdoor Air Systems | 0.3569% | 0 | 4.205 | Commercial_2020_SC D_GWh_Before Competition Groups_Air Handler with Dedicated Outdoor Air Systems
Commercial | Com ¦ ENERGY STAR Griddle (74% eff) | 2020 | SC D | GWh | Before Competition Groups | 4.133 | 0 | 0 | 1178.3232 | 0.0035075 | 27 | Commercial_2020_SC D_GWh_Before Competition Groups_27 | ENERGY STAR Griddle (74% eff) | 0.3508% | 0 | 4.133 | Commercial_2020_SC D_GWh_Before Competition Groups_ENERGY STAR Griddle (74% eff)
Commercial | Com ¦ Evaporator Fan Controls | 2020 | SC D | GWh | Before Competition Groups | 3.5452 | 0 | 0 | 1178.3232 | 0.0030087 | 28 | Commercial_2020_SC D_GWh_Before Competition Groups_28 | Evaporator Fan Controls | 0.3009% | 0 | 3.5452 | Commercial_2020_SC D_GWh_Before Competition Groups_Evaporator Fan Controls
Commercial | Com ¦ Unitary Air-Conditioning Unit | 2020 | SC D | GWh | Before Competition Groups | 3.3275 | 0 | 0 | 1178.3232 | 0.0028239 | 29 | Commercial_2020_SC D_GWh_Before Competition Groups_29 | Unitary Air-Conditioning Unit | 0.2824% | 0 | 3.3275 | Commercial_2020_SC D_GWh_Before Competition Groups_Unitary Air-Conditioning Unit
Commercial | Com ¦ Chilled Water Optimization | 2020 | SC D | GWh | Before Competition Groups | 3.1981 | 0 | 0 | 1178.3232 | 0.0027141 | 30 | Commercial_2020_SC D_GWh_Before Competition Groups_30 | Chilled Water Optimization | 0.2714% | 0 | 3.1981 | Commercial_2020_SC D_GWh_Before Competition Groups_Chilled Water Optimization
Commercial | Com ¦ Demand Control Kitchen Ventilation | 2020 | SC D | GWh | Before Competition Groups | 3.1245 | 0 | 0 | 1178.3232 | 0.0026516 | 31 | Commercial_2020_SC D_GWh_Before Competition Groups_31 | Demand Control Kitchen Ventilation | 0.2652% | 0 | 3.1245 | Commercial_2020_SC D_GWh_Before Competition Groups_Demand Control Kitchen Ventilation
Commercial | Com ¦ Occupancy Sensors | 2020 | SC D | GWh | Before Competition Groups | 2.9835 | 0 | 0 | 1178.3232 | 0.002532 | 32 | Commercial_2020_SC D_GWh_Before Competition Groups_32 | Occupancy Sensors | 0.2532% | 0 | 2.9835 | Commercial_2020_SC D_GWh_Before Competition Groups_Occupancy Sensors
Commercial | Com ¦ Freezer Case Light Sensor | 2020 | SC D | GWh | Before Competition Groups | 2.721 | 0 | 0 | 1178.3232 | 0.0023092 | 33 | Commercial_2020_SC D_GWh_Before Competition Groups_33 | Freezer Case Light Sensor | 0.2309% | 0 | 2.721 | Commercial_2020_SC D_GWh_Before Competition Groups_Freezer Case Light Sensor
Commercial | Com ¦ ENERGY STAR Fryer (84% eff) | 2020 | SC D | GWh | Before Competition Groups | 1.4486 | 0 | 0 | 1178.3232 | 0.0012294 | 34 | Commercial_2020_SC D_GWh_Before Competition Groups_34 | ENERGY STAR Fryer (84% eff) | 0.1229% | 0 | 1.4486 | Commercial_2020_SC D_GWh_Before Competition Groups_ENERGY STAR Fryer (84% eff)
Commercial | Com ¦ Temperature Adjustment in Commercial Freezers | 2020 | SC D | GWh | Before Competition Groups | 1.3568 | 0 | 0 | 1178.3232 | 0.0011515 | 35 | Commercial_2020_SC D_GWh_Before Competition Groups_35 | Temperature Adjustment in Commercial Freezers | 0.1151% | 0 | 1.3568 | Commercial_2020_SC D_GWh_Before Competition Groups_Temperature Adjustment in Commercial Freezers
Commercial | Com ¦ Outside Air Economizer | 2020 | SC D | GWh | Before Competition Groups | 1.209 | 0 | 0 | 1178.3232 | 0.001026 | 36 | Commercial_2020_SC D_GWh_Before Competition Groups_36 | Outside Air Economizer | 0.1026% | 0 | 1.209 | Commercial_2020_SC D_GWh_Before Competition Groups_Outside Air Economizer
Commercial | Com ¦ Elec Storage WH 2.30 Et | 2020 | SC D | GWh | Before Competition Groups | 1.1374 | 0 | 0 | 1178.3232 | 0.00096527 | 37 | Commercial_2020_SC D_GWh_Before Competition Groups_37 | Elec Storage WH 2.30 Et | 0.09653% | 0 | 1.1374 | Commercial_2020_SC D_GWh_Before Competition Groups_Elec Storage WH 2.30 Et
Commercial | Com ¦ Vertical Night Covers | 2020 | SC D | GWh | Before Competition Groups | 1.011 | 0 | 0 | 1178.3232 | 0.00085802 | 38 | Commercial_2020_SC D_GWh_Before Competition Groups_38 | Vertical Night Covers | 0.0858% | 0 | 1.011 | Commercial_2020_SC D_GWh_Before Competition Groups_Vertical Night Covers
Commercial | Com ¦ CO Sensors for parking garage exhaust fans | 2020 | SC D | GWh | Before Competition Groups | 0.99666 | 0 | 0 | 1178.3232 | 0.00084583 | 39 | Commercial_2020_SC D_GWh_Before Competition Groups_39 | CO Sensors for parking garage exhaust fans | 0.08458% | 0 | 0.99666 | Commercial_2020_SC D_GWh_Before Competition Groups_CO Sensors for parking garage exhaust fans
Commercial | Com ¦ Duct Insulation, R8 | 2020 | SC D | GWh | Before Competition Groups | 0.94544 | 0 | 0 | 1178.3232 | 0.00080236 | 40 | Commercial_2020_SC D_GWh_Before Competition Groups_40 | Duct Insulation, R8 | 0.08024% | 0 | 0.94544 | Commercial_2020_SC D_GWh_Before Competition Groups_Duct Insulation, R8
Commercial | Com ¦ BEVERAGE VENDING MACHINE CONTROLS | 2020 | SC D | GWh | Before Competition Groups | 0.93098 | 0 | 0 | 1178.3232 | 0.00079009 | 41 | Commercial_2020_SC D_GWh_Before Competition Groups_41 | BEVERAGE VENDING MACHINE CONTROLS | 0.07901% | 0 | 0.93098 | Commercial_2020_SC D_GWh_Before Competition Groups_BEVERAGE VENDING MACHINE CONTROLS
Commercial | Com ¦ Water Heating (DHW) Pipe Insulation (Add 3/4\ Foam)" | 2020 | SC D | GWh | Before Competition Groups | 0.87039 | 0 | 0 | 1178.3232 | 0.00073867 | 42 | Commercial_2020_SC D_GWh_Before Competition Groups_42 | Water Heating (DHW) Pipe Insulation (Add 3/4\ Foam)" | 0.07387% | 0 | 0.87039 | Commercial_2020_SC D_GWh_Before Competition Groups_Water Heating (DHW) Pipe Insulation (Add 3/4\ Foam)"
Commercial | Com ¦ Energy Efficient Laboratory Fume Hood | 2020 | SC D | GWh | Before Competition Groups | 0.81488 | 0 | 0 | 1178.3232 | 0.00069156 | 43 | Commercial_2020_SC D_GWh_Before Competition Groups_43 | Energy Efficient Laboratory Fume Hood | 0.06916% | 0 | 0.81488 | Commercial_2020_SC D_GWh_Before Competition Groups_Energy Efficient Laboratory Fume Hood
Commercial | Com ¦ Thermostat Setback | 2020 | SC D | GWh | Before Competition Groups | 0.78667 | 0 | 0 | 1178.3232 | 0.00066762 | 44 | Commercial_2020_SC D_GWh_Before Competition Groups_44 | Thermostat Setback | 0.06676% | 0 | 0.78667 | Commercial_2020_SC D_GWh_Before Competition Groups_Thermostat Setback
Commercial | Com ¦ ENERGY STAR Steam Cookers | 2020 | SC D | GWh | Before Competition Groups | 0.692 | 0 | 0 | 1178.3232 | 0.00058727 | 45 | Commercial_2020_SC D_GWh_Before Competition Groups_45 | ENERGY STAR Steam Cookers | 0.05873% | 0 | 0.692 | Commercial_2020_SC D_GWh_Before Competition Groups_ENERGY STAR Steam Cookers
Commercial | Com ¦ ENERGY STAR Dishwasher | 2020 | SC D | GWh | Before Competition Groups | 0.61508 | 0 | 0 | 1178.3232 | 0.00052199 | 46 | Commercial_2020_SC D_GWh_Before Competition Groups_46 | ENERGY STAR Dishwasher | 0.0522% | 0 | 0.61508 | Commercial_2020_SC D_GWh_Before Competition Groups_ENERGY STAR Dishwasher
Commercial | Com ¦ Water Source Heat Pump (4 ton) | 2020 | SC D | GWh | Before Competition Groups | 0.59183 | 0 | 0 | 1178.3232 | 0.00050226 | 47 | Commercial_2020_SC D_GWh_Before Competition Groups_47 | Water Source Heat Pump (4 ton) | 0.05023% | 0 | 0.59183 | Commercial_2020_SC D_GWh_Before Competition Groups_Water Source Heat Pump (4 ton)
Commercial | Com ¦ Suction Pipe Insulation Freezer/Refrigerator | 2020 | SC D | GWh | Before Competition Groups | 0.53822 | 0 | 0 | 1178.3232 | 0.00045676 | 48 | Commercial_2020_SC D_GWh_Before Competition Groups_48 | Suction Pipe Insulation Freezer/Refrigerator | 0.04568% | 0 | 0.53822 | Commercial_2020_SC D_GWh_Before Competition Groups_Suction Pipe Insulation Freezer/Refrigerator
Commercial | Com ¦ Ozone Laundry Treatment | 2020 | SC D | GWh | Before Competition Groups | 0.20138 | 0 | 0 | 1178.3232 | 0.0001709 | 49 | Commercial_2020_SC D_GWh_Before Competition Groups_49 | Ozone Laundry Treatment | 0.01709% | 0 | 0.20138 | Commercial_2020_SC D_GWh_Before Competition Groups_Ozone Laundry Treatment
Commercial | Com ¦ ECM MOTORS FOR HVAC APPLICATION (FAN-POWERED VAV BOX) | 2020 | SC D | GWh | Before Competition Groups | 0.13464 | 0 | 0 | 1178.3232 | 0.00011427 | 50 | Commercial_2020_SC D_GWh_Before Competition Groups_50 | ECM MOTORS FOR HVAC APPLICATION (FAN-POWERED VAV BOX) | 0.01143% | 0 | 0.13464 | Commercial_2020_SC D_GWh_Before Competition Groups_ECM MOTORS FOR HVAC APPLICATION (FAN-POWERED VAV BOX)
Commercial | Com ¦ CEE Tier 2/Energy Star Clothes Washers | 2020 | SC D | GWh | Before Competition Groups | 0.12944 | 0 | 0 | 1178.3232 | 0.00010985 | 51 | Commercial_2020_SC D_GWh_Before Competition Groups_51 | CEE Tier 2/Energy Star Clothes Washers | 0.01099% | 0 | 0.12944 | Commercial_2020_SC D_GWh_Before Competition Groups_CEE Tier 2/Energy Star Clothes Washers
Commercial | Com ¦ Low Flow Pre-Rinse Spray Nozzle | 2020 | SC D | GWh | Before Competition Groups | 0.078723 | 0 | 0 | 1178.3232 | 6.681e-05 | 52 | Commercial_2020_SC D_GWh_Before Competition Groups_52 | Low Flow Pre-Rinse Spray Nozzle | 0.006681% | 0 | 0.078723 | Commercial_2020_SC D_GWh_Before Competition Groups_Low Flow Pre-Rinse Spray Nozzle
Commercial | Com ¦ HVAC Optimization | 2020 | SC D | GWh | Before Competition Groups | 0.076785 | 0 | 0 | 1178.3232 | 6.5165e-05 | 53 | Commercial_2020_SC D_GWh_Before Competition Groups_53 | HVAC Optimization | 0.006516% | 0 | 0.076785 | Commercial_2020_SC D_GWh_Before Competition Groups_HVAC Optimization
Commercial | Com ¦ Demand controlled Circulating Systems | 2020 | SC D | GWh | Before Competition Groups | 0.058098 | 0 | 0 | 1178.3232 | 4.9305e-05 | 54 | Commercial_2020_SC D_GWh_Before Competition Groups_54 | Demand controlled Circulating Systems | 0.004931% | 0 | 0.058098 | Commercial_2020_SC D_GWh_Before Competition Groups_Demand controlled Circulating Systems
Commercial | Com ¦ Auto Off Time Switch or Time Clock control | 2020 | SC D | GWh | Before Competition Groups | 0.051256 | 0 | 0 | 1178.3232 | 4.3499e-05 | 55 | Commercial_2020_SC D_GWh_Before Competition Groups_55 | Auto Off Time Switch or Time Clock control | 0.00435% | 0 | 0.051256 | Commercial_2020_SC D_GWh_Before Competition Groups_Auto Off Time Switch or Time Clock control
Commercial | COM ¦ Ductless Mini-Split Heat Pumps | 2020 | SC D | GWh | Before Competition Groups | 0.041693 | 0 | 0 | 1178.3232 | 3.5383e-05 | 56 | Commercial_2020_SC D_GWh_Before Competition Groups_56 | Ductless Mini-Split Heat Pumps | 0.003538% | 0 | 0.041693 | Commercial_2020_SC D_GWh_Before Competition Groups_Ductless Mini-Split Heat Pumps
Commercial | Com ¦ Commercial Hot Food Holding Cabinets | 2020 | SC D | GWh | Before Competition Groups | 0.01845 | 0 | 0 | 1178.3232 | 1.5658e-05 | 57 | Commercial_2020_SC D_GWh_Before Competition Groups_57 | Commercial Hot Food Holding Cabinets | 0.001566% | 0 | 0.01845 | Commercial_2020_SC D_GWh_Before Competition Groups_Commercial Hot Food Holding Cabinets
Commercial | Com ¦ Air Curtains | 2020 | SC D | GWh | Before Competition Groups | 0.013911 | 0 | 0 | 1178.3232 | 1.1806e-05 | 58 | Commercial_2020_SC D_GWh_Before Competition Groups_58 | Air Curtains | 0.001181% | 0 | 0.013911 | Commercial_2020_SC D_GWh_Before Competition Groups_Air Curtains
Commercial | Com ¦ Wall Insulation | 2020 | SC D | GWh | Before Competition Groups | 0.0076479 | 0 | 0 | 1178.3232 | 6.4905e-06 | 59 | Commercial_2020_SC D_GWh_Before Competition Groups_59 | Wall Insulation | 0.000649% | 0 | 0.0076479 | Commercial_2020_SC D_GWh_Before Competition Groups_Wall Insulation
Commercial | Com ¦ LLLC - High Impact Application | 2020 | SC D | GWh | Before Competition Groups | 0.0058575 | 0 | 0 | 1178.3232 | 4.9711e-06 | 60 | Commercial_2020_SC D_GWh_Before Competition Groups_60 | LLLC - High Impact Application | 0.0004971% | 0 | 0.0058575 | Commercial_2020_SC D_GWh_Before Competition Groups_LLLC - High Impact Application
Commercial | Com ¦ PTAC (12 EER/10,000 BTU) | 2020 | SC D | GWh | Before Competition Groups | 0.0055507 | 0 | 0 | 1178.3232 | 4.7107e-06 | 61 | Commercial_2020_SC D_GWh_Before Competition Groups_61 | PTAC (12 EER/10,000 BTU) | 0.0004711% | 0 | 0.0055507 | Commercial_2020_SC D_GWh_Before Competition Groups_PTAC (12 EER/10,000 BTU)
Commercial | Com ¦ Solar Water Preheat (Pools/DHW) | 2020 | SC D | GWh | Before Competition Groups | 0.0047871 | 0 | 0 | 1178.3232 | 4.0626e-06 | 62 | Commercial_2020_SC D_GWh_Before Competition Groups_62 | Solar Water Preheat (Pools/DHW) | 0.0004063% | 0 | 0.0047871 | Commercial_2020_SC D_GWh_Before Competition Groups_Solar Water Preheat (Pools/DHW)
Commercial | Com ¦ VSD Air Compressor | 2020 | SC D | GWh | Before Competition Groups | 0.003183 | 0 | 0 | 1178.3232 | 2.7013e-06 | 63 | Commercial_2020_SC D_GWh_Before Competition Groups_63 | VSD Air Compressor | 0.0002701% | 0 | 0.003183 | Commercial_2020_SC D_GWh_Before Competition Groups_VSD Air Compressor
Commercial | Com ¦ High Efficiency Chiller (avg of water and air cooled) | 2020 | SC D | GWh | Before Competition Groups | 0.0028921 | 0 | 0 | 1178.3232 | 2.4544e-06 | 64 | Commercial_2020_SC D_GWh_Before Competition Groups_64 | High Efficiency Chiller (avg of water and air cooled) | 0.0002454% | 0 | 0.0028921 | Commercial_2020_SC D_GWh_Before Competition Groups_High Efficiency Chiller (avg of water and air cooled)
Commercial | Com ¦ EC Plug Fan for Data Center (under cabinet) | 2020 | SC D | GWh | Before Competition Groups | 0.00097646 | 0 | 0 | 1178.3232 | 8.2869e-07 | 65 | Commercial_2020_SC D_GWh_Before Competition Groups_65 | EC Plug Fan for Data Center (under cabinet) | 8.287e-05% | 0 | 0.00097646 | Commercial_2020_SC D_GWh_Before Competition Groups_EC Plug Fan for Data Center (under cabinet)
Commercial | Com ¦ Energy Recovery Ventilation and Ventilation (Enhanced) | 2020 | SC D | GWh | Before Competition Groups | 0.00054218 | 0 | 0 | 1178.3232 | 4.6013e-07 | 66 | Commercial_2020_SC D_GWh_Before Competition Groups_66 | Energy Recovery Ventilation and Ventilation (Enhanced) | 4.601e-05% | 0 | 0.00054218 | Commercial_2020_SC D_GWh_Before Competition Groups_Energy Recovery Ventilation and Ventilation (Enhanced)
Commercial | Com ¦ Electric Convection Combination Ovens | 2020 | SC D | GWh | Before Competition Groups | 0.00041039 | 0 | 0 | 1178.3232 | 3.4828e-07 | 67 | Commercial_2020_SC D_GWh_Before Competition Groups_67 | Electric Convection Combination Ovens | 3.483e-05% | 0 | 0.00041039 | Commercial_2020_SC D_GWh_Before Competition Groups_Electric Convection Combination Ovens
Commercial | Com ¦ Room AC (w/ louvered sides) 14 SEER from 12 SEER code | 2020 | SC D | GWh | Before Competition Groups | 0.00024711 | 0 | 0 | 1178.3232 | 2.0971e-07 | 68 | Commercial_2020_SC D_GWh_Before Competition Groups_68 | Room AC (w/ louvered sides) 14 SEER from 12 SEER code | 2.097e-05% | 0 | 0.00024711 | Commercial_2020_SC D_GWh_Before Competition Groups_Room AC (w/ louvered sides) 14 SEER from 12 SEER code
Commercial | Com ¦ LLLC - Low Impact Application | 2020 | SC D | GWh | Before Competition Groups | 0.00014184 | 0 | 0 | 1178.3232 | 1.2038e-07 | 69 | Commercial_2020_SC D_GWh_Before Competition Groups_69 | LLLC - Low Impact Application | 1.204e-05% | 0 | 0.00014184 | Commercial_2020_SC D_GWh_Before Competition Groups_LLLC - Low Impact Application
Commercial | Com ¦ High Efficiency Small Instantaneous Water Heater | 2020 | SC D | GWh | Before Competition Groups | 5.1492e-06 | 0 | 0 | 1178.3232 | 4.3699e-09 | 70 | Commercial_2020_SC D_GWh_Before Competition Groups_70 | High Efficiency Small Instantaneous Water Heater | 4.37e-07% | 0 | 5.1492e-06 | Commercial_2020_SC D_GWh_Before Competition Groups_High Efficiency Small Instantaneous Water Heater
Commercial | Com ¦ Networked/Connected - High Impact Application | 2020 | SC D | GWh | Before Competition Groups | 5.3234e-09 | 0 | 0 | 1178.3232 | 4.5178e-12 | 71 | Commercial_2020_SC D_GWh_Before Competition Groups_71 | Networked/Connected - High Impact Application | 4.518e-10% | 0 | 5.3234e-09 | Commercial_2020_SC D_GWh_Before Competition Groups_Networked/Connected - High Impact Application
Commercial | Com ¦ Condensing Make Up Air Unit | 2020 | SC D | GWh | Before Competition Groups | 0 | 0 | 0 | 1178.3232 | 0 | 72 | Commercial_2020_SC D_GWh_Before Competition Groups_72 | Condensing Make Up Air Unit | 0% | 0 | 0 | Commercial_2020_SC D_GWh_Before Competition Groups_Condensing Make Up Air Unit
Commercial | Com ¦ Door Gasket Freezer/Refrigerator | 2020 | SC D | GWh | Before Competition Groups | 0 | 0 | 0 | 1178.3232 | 0 | 73 | Commercial_2020_SC D_GWh_Before Competition Groups_73 | Door Gasket Freezer/Refrigerator | 0% | 0 | 0 | Commercial_2020_SC D_GWh_Before Competition Groups_Door Gasket Freezer/Refrigerator
Commercial | Com ¦ Efficient compressor motor | 2020 | SC D | GWh | Before Competition Groups | 0 | 0 | 0 | 1178.3232 | 0 | 74 | Commercial_2020_SC D_GWh_Before Competition Groups_74 | Efficient compressor motor | 0% | 0 | 0 | Commercial_2020_SC D_GWh_Before Competition Groups_Efficient compressor motor
Commercial | Com ¦ Indoor Daylight Sensors/Photocell Dimming Control | 2020 | SC D | GWh | Before Competition Groups | 0 | 0 | 0 | 1178.3232 | 0 | 75 | Commercial_2020_SC D_GWh_Before Competition Groups_75 | Indoor Daylight Sensors/Photocell Dimming Control | 0% | 0 | 0 | Commercial_2020_SC D_GWh_Before Competition Groups_Indoor Daylight Sensors/Photocell Dimming Control
Commercial | Com ¦ LED RECESSED DOWNLIGHTS | 2020 | SC D | GWh | Before Competition Groups | 0 | 0 | 0 | 1178.3232 | 0 | 76 | Commercial_2020_SC D_GWh_Before Competition Groups_76 | LED RECESSED DOWNLIGHTS | 0% | 0 | 0 | Commercial_2020_SC D_GWh_Before Competition Groups_LED RECESSED DOWNLIGHTS
Commercial | Com ¦ Networked/Connected - Low Impact Application | 2020 | SC D | GWh | Before Competition Groups | 0 | 0 | 0 | 1178.3232 | 0 | 77 | Commercial_2020_SC D_GWh_Before Competition Groups_77 | Networked/Connected - Low Impact Application | 0% | 0 | 0 | Commercial_2020_SC D_GWh_Before Competition Groups_Networked/Connected - Low Impact Application
Commercial | Com ¦ Notched V belts for HVAC Systems | 2020 | SC D | GWh | Before Competition Groups | 0 | 0 | 0 | 1178.3232 | 0 | 78 | Commercial_2020_SC D_GWh_Before Competition Groups_78 | Notched V belts for HVAC Systems | 0% | 0 | 0 | Commercial_2020_SC D_GWh_Before Competition Groups_Notched V belts for HVAC Systems
Commercial | Com ¦ Refrigerated Display Case Doors | 2020 | SC D | GWh | Before Competition Groups | 0 | 0 | 0 | 1178.3232 | 0 | 79 | Commercial_2020_SC D_GWh_Before Competition Groups_79 | Refrigerated Display Case Doors | 0% | 0 | 0 | Commercial_2020_SC D_GWh_Before Competition Groups_Refrigerated Display Case Doors
Commercial | Com ¦ Variable Refrigerant Flow Heat Pump | 2020 | SC D | GWh | Before Competition Groups | 0 | 0 | 0 | 1178.3232 | 0 | 80 | Commercial_2020_SC D_GWh_Before Competition Groups_80 | Variable Refrigerant Flow Heat Pump | 0% | 0 | 0 | Commercial_2020_SC D_GWh_Before Competition Groups_Variable Refrigerant Flow Heat Pump
Commercial | Com ¦ Building Recommissioning, Operations and Maintenance (O&M) Improvements | 2020 | Technical | GWh | Before Competition Groups | 2497.2657 | 0 | 0 | 17894.2511 | 0.13956 | 1 | Commercial_2020_Technical_GWh_Before Competition Groups_1 | Building Recommissioning, Operations and Maintenance (O&M) Improvements | 13.96% | 0 | 2497.2657 | Commercial_2020_Technical_GWh_Before Competition Groups_Building Recommissioning, Operations and Maintenance (O&M) Improvements
Commercial | Com ¦ LED Low/High Bay | 2020 | Technical | GWh | Before Competition Groups | 1530.6827 | 0 | 0 | 17894.2511 | 0.08554 | 2 | Commercial_2020_Technical_GWh_Before Competition Groups_2 | LED Low/High Bay | 8.554% | 0 | 1530.6827 | Commercial_2020_Technical_GWh_Before Competition Groups_LED Low/High Bay
Commercial | Com ¦ LED Troffer/Surface/Suspended | 2020 | Technical | GWh | Before Competition Groups | 1246.8936 | 0 | 0 | 17894.2511 | 0.069681 | 3 | Commercial_2020_Technical_GWh_Before Competition Groups_3 | LED Troffer/Surface/Suspended | 6.968% | 0 | 1246.8936 | Commercial_2020_Technical_GWh_Before Competition Groups_LED Troffer/Surface/Suspended
Commercial | Com ¦ LLLC - High Impact Application | 2020 | Technical | GWh | Before Competition Groups | 1067.5298 | 0 | 0 | 17894.2511 | 0.059658 | 4 | Commercial_2020_Technical_GWh_Before Competition Groups_4 | LLLC - High Impact Application | 5.966% | 0 | 1067.5298 | Commercial_2020_Technical_GWh_Before Competition Groups_LLLC - High Impact Application
Commercial | Com ¦ LLLC - Low Impact Application | 2020 | Technical | GWh | Before Competition Groups | 1057.6844 | 0 | 0 | 17894.2511 | 0.059107 | 5 | Commercial_2020_Technical_GWh_Before Competition Groups_5 | LLLC - Low Impact Application | 5.911% | 0 | 1057.6844 | Commercial_2020_Technical_GWh_Before Competition Groups_LLLC - Low Impact Application
Commercial | Com ¦ Networked/Connected - High Impact Application | 2020 | Technical | GWh | Before Competition Groups | 965.2854 | 0 | 0 | 17894.2511 | 0.053944 | 6 | Commercial_2020_Technical_GWh_Before Competition Groups_6 | Networked/Connected - High Impact Application | 5.394% | 0 | 965.2854 | Commercial_2020_Technical_GWh_Before Competition Groups_Networked/Connected - High Impact Application
Commercial | Com ¦ Education and Capacity Building/Energy Behavior | 2020 | Technical | GWh | Before Competition Groups | 939.1363 | 0 | 0 | 17894.2511 | 0.052483 | 7 | Commercial_2020_Technical_GWh_Before Competition Groups_7 | Education and Capacity Building/Energy Behavior | 5.248% | 0 | 939.1363 | Commercial_2020_Technical_GWh_Before Competition Groups_Education and Capacity Building/Energy Behavior
Commercial | Com ¦ Networked/Connected - Low Impact Application | 2020 | Technical | GWh | Before Competition Groups | 907.8421 | 0 | 0 | 17894.2511 | 0.050734 | 8 | Commercial_2020_Technical_GWh_Before Competition Groups_8 | Networked/Connected - Low Impact Application | 5.073% | 0 | 907.8421 | Commercial_2020_Technical_GWh_Before Competition Groups_Networked/Connected - Low Impact Application
Commercial | Com ¦ ENERGY STAR LED LAMPS (REFLECTOR LAMPs/MR16/PAR 16) | 2020 | Technical | GWh | Before Competition Groups | 871.4637 | 0 | 0 | 17894.2511 | 0.048701 | 9 | Commercial_2020_Technical_GWh_Before Competition Groups_9 | ENERGY STAR LED LAMPS (REFLECTOR LAMPs/MR16/PAR 16) | 4.87% | 0 | 871.4637 | Commercial_2020_Technical_GWh_Before Competition Groups_ENERGY STAR LED LAMPS (REFLECTOR LAMPs/MR16/PAR 16)
Commercial | Com ¦ Furnace Tune-Up | 2020 | Technical | GWh | Before Competition Groups | 685.5104 | 0 | 0 | 17894.2511 | 0.038309 | 10 | Commercial_2020_Technical_GWh_Before Competition Groups_10 | Furnace Tune-Up | 3.831% | 0 | 685.5104 | Commercial_2020_Technical_GWh_Before Competition Groups_Furnace Tune-Up
Commercial | Com ¦ LED EXTERIOR AREA LIGHTS - LED fixture (200W) | 2020 | Technical | GWh | Before Competition Groups | 433.6031 | 0 | 0 | 17894.2511 | 0.024231 | 11 | Commercial_2020_Technical_GWh_Before Competition Groups_11 | LED EXTERIOR AREA LIGHTS - LED fixture (200W) | 2.423% | 0 | 433.6031 | Commercial_2020_Technical_GWh_Before Competition Groups_LED EXTERIOR AREA LIGHTS - LED fixture (200W)
Commercial | Com ¦ LED parking lot fixture | 2020 | Technical | GWh | Before Competition Groups | 423.8151 | 0 | 0 | 17894.2511 | 0.023684 | 12 | Commercial_2020_Technical_GWh_Before Competition Groups_12 | LED parking lot fixture | 2.368% | 0 | 423.8151 | Commercial_2020_Technical_GWh_Before Competition Groups_LED parking lot fixture
Commercial | Com ¦ Central Lighting Control System | 2020 | Technical | GWh | Before Competition Groups | 335.7869 | 0 | 0 | 17894.2511 | 0.018765 | 13 | Commercial_2020_Technical_GWh_Before Competition Groups_13 | Central Lighting Control System | 1.877% | 0 | 335.7869 | Commercial_2020_Technical_GWh_Before Competition Groups_Central Lighting Control System
Commercial | Com ¦ Variable Refrigerant Flow Heat Pump | 2020 | Technical | GWh | Before Competition Groups | 329.2579 | 0 | 0 | 17894.2511 | 0.0184 | 14 | Commercial_2020_Technical_GWh_Before Competition Groups_14 | Variable Refrigerant Flow Heat Pump | 1.84% | 0 | 329.2579 | Commercial_2020_Technical_GWh_Before Competition Groups_Variable Refrigerant Flow Heat Pump
Commercial | Com ¦ Advanced BAS/Controllers | 2020 | Technical | GWh | Before Competition Groups | 311.193 | 0 | 0 | 17894.2511 | 0.017391 | 15 | Commercial_2020_Technical_GWh_Before Competition Groups_15 | Advanced BAS/Controllers | 1.739% | 0 | 311.193 | Commercial_2020_Technical_GWh_Before Competition Groups_Advanced BAS/Controllers
Commercial | Com ¦ LED street light fixture | 2020 | Technical | GWh | Before Competition Groups | 249.1011 | 0 | 0 | 17894.2511 | 0.013921 | 16 | Commercial_2020_Technical_GWh_Before Competition Groups_16 | LED street light fixture | 1.392% | 0 | 249.1011 | Commercial_2020_Technical_GWh_Before Competition Groups_LED street light fixture
Commercial | Com ¦ Variable Frequency Drive (VFD) | 2020 | Technical | GWh | Before Competition Groups | 227.2604 | 0 | 0 | 17894.2511 | 0.0127 | 17 | Commercial_2020_Technical_GWh_Before Competition Groups_17 | Variable Frequency Drive (VFD) | 1.27% | 0 | 227.2604 | Commercial_2020_Technical_GWh_Before Competition Groups_Variable Frequency Drive (VFD)
Commercial | Com ¦ Strip Curtains | 2020 | Technical | GWh | Before Competition Groups | 224.1434 | 0 | 0 | 17894.2511 | 0.012526 | 18 | Commercial_2020_Technical_GWh_Before Competition Groups_18 | Strip Curtains | 1.253% | 0 | 224.1434 | Commercial_2020_Technical_GWh_Before Competition Groups_Strip Curtains
Commercial | Com ¦ VFD on Pumps | 2020 | Technical | GWh | Before Competition Groups | 212.6652 | 0 | 0 | 17894.2511 | 0.011885 | 19 | Commercial_2020_Technical_GWh_Before Competition Groups_19 | VFD on Pumps | 1.188% | 0 | 212.6652 | Commercial_2020_Technical_GWh_Before Competition Groups_VFD on Pumps
Commercial | Com ¦ Demand Control Ventilation | 2020 | Technical | GWh | Before Competition Groups | 204.8722 | 0 | 0 | 17894.2511 | 0.011449 | 20 | Commercial_2020_Technical_GWh_Before Competition Groups_20 | Demand Control Ventilation | 1.145% | 0 | 204.8722 | Commercial_2020_Technical_GWh_Before Competition Groups_Demand Control Ventilation
Commercial | Com ¦ Air Handler with Dedicated Outdoor Air Systems | 2020 | Technical | GWh | Before Competition Groups | 173.4532 | 0 | 0 | 17894.2511 | 0.0096932 | 21 | Commercial_2020_Technical_GWh_Before Competition Groups_21 | Air Handler with Dedicated Outdoor Air Systems | 0.9693% | 0 | 173.4532 | Commercial_2020_Technical_GWh_Before Competition Groups_Air Handler with Dedicated Outdoor Air Systems
Commercial | Com ¦ Smart Strip Plug Outlets | 2020 | Technical | GWh | Before Competition Groups | 150.6534 | 0 | 0 | 17894.2511 | 0.0084191 | 22 | Commercial_2020_Technical_GWh_Before Competition Groups_22 | Smart Strip Plug Outlets | 0.8419% | 0 | 150.6534 | Commercial_2020_Technical_GWh_Before Competition Groups_Smart Strip Plug Outlets
Commercial | Com ¦ ENERGY STAR LED LAMPS (General Service Lamps) | 2020 | Technical | GWh | Before Competition Groups | 139.1853 | 0 | 0 | 17894.2511 | 0.0077782 | 23 | Commercial_2020_Technical_GWh_Before Competition Groups_23 | ENERGY STAR LED LAMPS (General Service Lamps) | 0.7778% | 0 | 139.1853 | Commercial_2020_Technical_GWh_Before Competition Groups_ENERGY STAR LED LAMPS (General Service Lamps)
Commercial | Com ¦ Data Center Storage/Server Virtualization | 2020 | Technical | GWh | Before Competition Groups | 136.5249 | 0 | 0 | 17894.2511 | 0.0076295 | 24 | Commercial_2020_Technical_GWh_Before Competition Groups_24 | Data Center Storage/Server Virtualization | 0.763% | 0 | 136.5249 | Commercial_2020_Technical_GWh_Before Competition Groups_Data Center Storage/Server Virtualization
Commercial | Com ¦ Centrally controlled desktop PC/NETWORK PC POWER MANAGEMENT SOFTWARE | 2020 | Technical | GWh | Before Competition Groups | 134.7987 | 0 | 0 | 17894.2511 | 0.0075331 | 25 | Commercial_2020_Technical_GWh_Before Competition Groups_25 | Centrally controlled desktop PC/NETWORK PC POWER MANAGEMENT SOFTWARE | 0.7533% | 0 | 134.7987 | Commercial_2020_Technical_GWh_Before Competition Groups_Centrally controlled desktop PC/NETWORK PC POWER MANAGEMENT SOFTWARE
Commercial | Com ¦ Adaptive Thermostats | 2020 | Technical | GWh | Before Competition Groups | 131.3767 | 0 | 0 | 17894.2511 | 0.0073418 | 26 | Commercial_2020_Technical_GWh_Before Competition Groups_26 | Adaptive Thermostats | 0.7342% | 0 | 131.3767 | Commercial_2020_Technical_GWh_Before Competition Groups_Adaptive Thermostats
Commercial | Com ¦ LED Replacement Lamp (Tube) | 2020 | Technical | GWh | Before Competition Groups | 126.641 | 0 | 0 | 17894.2511 | 0.0070772 | 27 | Commercial_2020_Technical_GWh_Before Competition Groups_27 | LED Replacement Lamp (Tube) | 0.7077% | 0 | 126.641 | Commercial_2020_Technical_GWh_Before Competition Groups_LED Replacement Lamp (Tube)
Commercial | Com ¦ High Efficiency Air Source Heat Pump | 2020 | Technical | GWh | Before Competition Groups | 117.0845 | 0 | 0 | 17894.2511 | 0.0065431 | 28 | Commercial_2020_Technical_GWh_Before Competition Groups_28 | High Efficiency Air Source Heat Pump | 0.6543% | 0 | 117.0845 | Commercial_2020_Technical_GWh_Before Competition Groups_High Efficiency Air Source Heat Pump
Commercial | Com ¦ LED or Equivalent Sign Lighting | 2020 | Technical | GWh | Before Competition Groups | 113.3632 | 0 | 0 | 17894.2511 | 0.0063352 | 29 | Commercial_2020_Technical_GWh_Before Competition Groups_29 | LED or Equivalent Sign Lighting | 0.6335% | 0 | 113.3632 | Commercial_2020_Technical_GWh_Before Competition Groups_LED or Equivalent Sign Lighting
Commercial | Com ¦ ECM MOTORS FOR EVAPORATOR FANS for refrigeration (WALK-IN) | 2020 | Technical | GWh | Before Competition Groups | 107.6429 | 0 | 0 | 17894.2511 | 0.0060155 | 30 | Commercial_2020_Technical_GWh_Before Competition Groups_30 | ECM MOTORS FOR EVAPORATOR FANS for refrigeration (WALK-IN) | 0.6016% | 0 | 107.6429 | Commercial_2020_Technical_GWh_Before Competition Groups_ECM MOTORS FOR EVAPORATOR FANS for refrigeration (WALK-IN)
Commercial | Com ¦ Refrigerated Display Case LED | 2020 | Technical | GWh | Before Competition Groups | 105.2588 | 0 | 0 | 17894.2511 | 0.0058823 | 31 | Commercial_2020_Technical_GWh_Before Competition Groups_31 | Refrigerated Display Case LED | 0.5882% | 0 | 105.2588 | Commercial_2020_Technical_GWh_Before Competition Groups_Refrigerated Display Case LED
Commercial | Com ¦ Condensing Unit Heaters or other Efficient Unit Heating System | 2020 | Technical | GWh | Before Competition Groups | 103.1811 | 0 | 0 | 17894.2511 | 0.0057662 | 32 | Commercial_2020_Technical_GWh_Before Competition Groups_32 | Condensing Unit Heaters or other Efficient Unit Heating System | 0.5766% | 0 | 103.1811 | Commercial_2020_Technical_GWh_Before Competition Groups_Condensing Unit Heaters or other Efficient Unit Heating System
Commercial | Com ¦ High R-Value Glass Doors/no-heat glass door | 2020 | Technical | GWh | Before Competition Groups | 95.2723 | 0 | 0 | 17894.2511 | 0.0053242 | 33 | Commercial_2020_Technical_GWh_Before Competition Groups_33 | High R-Value Glass Doors/no-heat glass door | 0.5324% | 0 | 95.2723 | Commercial_2020_Technical_GWh_Before Competition Groups_High R-Value Glass Doors/no-heat glass door
Commercial | Com ¦ Door Gasket Freezer/Refrigerator | 2020 | Technical | GWh | Before Competition Groups | 90.098 | 0 | 0 | 17894.2511 | 0.005035 | 34 | Commercial_2020_Technical_GWh_Before Competition Groups_34 | Door Gasket Freezer/Refrigerator | 0.5035% | 0 | 90.098 | Commercial_2020_Technical_GWh_Before Competition Groups_Door Gasket Freezer/Refrigerator
Commercial | Com ¦ Indoor Daylight Sensors/Photocell Dimming Control | 2020 | Technical | GWh | Before Competition Groups | 89.5224 | 0 | 0 | 17894.2511 | 0.0050029 | 35 | Commercial_2020_Technical_GWh_Before Competition Groups_35 | Indoor Daylight Sensors/Photocell Dimming Control | 0.5003% | 0 | 89.5224 | Commercial_2020_Technical_GWh_Before Competition Groups_Indoor Daylight Sensors/Photocell Dimming Control
Commercial | Com ¦ Freezer Case Light Sensor | 2020 | Technical | GWh | Before Competition Groups | 88.6564 | 0 | 0 | 17894.2511 | 0.0049545 | 36 | Commercial_2020_Technical_GWh_Before Competition Groups_36 | Freezer Case Light Sensor | 0.4954% | 0 | 88.6564 | Commercial_2020_Technical_GWh_Before Competition Groups_Freezer Case Light Sensor
Commercial | Com ¦ Evaporator Fan Controls | 2020 | Technical | GWh | Before Competition Groups | 86.4804 | 0 | 0 | 17894.2511 | 0.0048329 | 37 | Commercial_2020_Technical_GWh_Before Competition Groups_37 | Evaporator Fan Controls | 0.4833% | 0 | 86.4804 | Commercial_2020_Technical_GWh_Before Competition Groups_Evaporator Fan Controls
Commercial | Com ¦ Refrigerated Display Case Doors | 2020 | Technical | GWh | Before Competition Groups | 85.0134 | 0 | 0 | 17894.2511 | 0.0047509 | 38 | Commercial_2020_Technical_GWh_Before Competition Groups_38 | Refrigerated Display Case Doors | 0.4751% | 0 | 85.0134 | Commercial_2020_Technical_GWh_Before Competition Groups_Refrigerated Display Case Doors
Commercial | Com ¦ ENERGY STAR FREEZER | 2020 | Technical | GWh | Before Competition Groups | 81.3459 | 0 | 0 | 17894.2511 | 0.0045459 | 39 | Commercial_2020_Technical_GWh_Before Competition Groups_39 | ENERGY STAR FREEZER | 0.4546% | 0 | 81.3459 | Commercial_2020_Technical_GWh_Before Competition Groups_ENERGY STAR FREEZER
Commercial | Com ¦ Adding reflective (White) roof treatment or a green roof | 2020 | Technical | GWh | Before Competition Groups | 78.4491 | 0 | 0 | 17894.2511 | 0.004384 | 40 | Commercial_2020_Technical_GWh_Before Competition Groups_40 | Adding reflective (White) roof treatment or a green roof | 0.4384% | 0 | 78.4491 | Commercial_2020_Technical_GWh_Before Competition Groups_Adding reflective (White) roof treatment or a green roof
Commercial | Com ¦ Refrigeration Optimization | 2020 | Technical | GWh | Before Competition Groups | 78.1022 | 0 | 0 | 17894.2511 | 0.0043647 | 41 | Commercial_2020_Technical_GWh_Before Competition Groups_41 | Refrigeration Optimization | 0.4365% | 0 | 78.1022 | Commercial_2020_Technical_GWh_Before Competition Groups_Refrigeration Optimization
Commercial | Com ¦ Demand Control Kitchen Ventilation | 2020 | Technical | GWh | Before Competition Groups | 71.1454 | 0 | 0 | 17894.2511 | 0.0039759 | 42 | Commercial_2020_Technical_GWh_Before Competition Groups_42 | Demand Control Kitchen Ventilation | 0.3976% | 0 | 71.1454 | Commercial_2020_Technical_GWh_Before Competition Groups_Demand Control Kitchen Ventilation
Commercial | Com ¦ Occupancy Sensors | 2020 | Technical | GWh | Before Competition Groups | 68.2129 | 0 | 0 | 17894.2511 | 0.003812 | 43 | Commercial_2020_Technical_GWh_Before Competition Groups_43 | Occupancy Sensors | 0.3812% | 0 | 68.2129 | Commercial_2020_Technical_GWh_Before Competition Groups_Occupancy Sensors
Commercial | Com ¦ HOTEL OCCUPANCY CONTROLS (HVAC + LIGHTING) | 2020 | Technical | GWh | Before Competition Groups | 63.9732 | 0 | 0 | 17894.2511 | 0.0035751 | 44 | Commercial_2020_Technical_GWh_Before Competition Groups_44 | HOTEL OCCUPANCY CONTROLS (HVAC + LIGHTING) | 0.3575% | 0 | 63.9732 | Commercial_2020_Technical_GWh_Before Competition Groups_HOTEL OCCUPANCY CONTROLS (HVAC + LIGHTING)
Commercial | Com ¦ Refrigeration Commissioning | 2020 | Technical | GWh | Before Competition Groups | 59.3137 | 0 | 0 | 17894.2511 | 0.0033147 | 45 | Commercial_2020_Technical_GWh_Before Competition Groups_45 | Refrigeration Commissioning | 0.3315% | 0 | 59.3137 | Commercial_2020_Technical_GWh_Before Competition Groups_Refrigeration Commissioning
Commercial | Com ¦ Reach-in Shaded Pole to ECM/PSC Evaporator Fan Motor | 2020 | Technical | GWh | Before Competition Groups | 59.0229 | 0 | 0 | 17894.2511 | 0.0032984 | 46 | Commercial_2020_Technical_GWh_Before Competition Groups_46 | Reach-in Shaded Pole to ECM/PSC Evaporator Fan Motor | 0.3298% | 0 | 59.0229 | Commercial_2020_Technical_GWh_Before Competition Groups_Reach-in Shaded Pole to ECM/PSC Evaporator Fan Motor
Commercial | Com ¦ ENERGY STAR Refrigerator | 2020 | Technical | GWh | Before Competition Groups | 40.18 | 0 | 0 | 17894.2511 | 0.0022454 | 47 | Commercial_2020_Technical_GWh_Before Competition Groups_47 | ENERGY STAR Refrigerator | 0.2245% | 0 | 40.18 | Commercial_2020_Technical_GWh_Before Competition Groups_ENERGY STAR Refrigerator
Commercial | Com ¦ Unitary Air-Conditioning Unit | 2020 | Technical | GWh | Before Competition Groups | 35.4481 | 0 | 0 | 17894.2511 | 0.001981 | 48 | Commercial_2020_Technical_GWh_Before Competition Groups_48 | Unitary Air-Conditioning Unit | 0.1981% | 0 | 35.4481 | Commercial_2020_Technical_GWh_Before Competition Groups_Unitary Air-Conditioning Unit
Commercial | Com ¦ Temperature Adjustment in Commercial Freezers | 2020 | Technical | GWh | Before Competition Groups | 33.0693 | 0 | 0 | 17894.2511 | 0.001848 | 49 | Commercial_2020_Technical_GWh_Before Competition Groups_49 | Temperature Adjustment in Commercial Freezers | 0.1848% | 0 | 33.0693 | Commercial_2020_Technical_GWh_Before Competition Groups_Temperature Adjustment in Commercial Freezers
Commercial | Com ¦ Elec Storage WH 2.30 Et | 2020 | Technical | GWh | Before Competition Groups | 30.0957 | 0 | 0 | 17894.2511 | 0.0016819 | 50 | Commercial_2020_Technical_GWh_Before Competition Groups_50 | Elec Storage WH 2.30 Et | 0.1682% | 0 | 30.0957 | Commercial_2020_Technical_GWh_Before Competition Groups_Elec Storage WH 2.30 Et
Commercial | Com ¦ Energy Efficient Laboratory Fume Hood | 2020 | Technical | GWh | Before Competition Groups | 29.4673 | 0 | 0 | 17894.2511 | 0.0016467 | 51 | Commercial_2020_Technical_GWh_Before Competition Groups_51 | Energy Efficient Laboratory Fume Hood | 0.1647% | 0 | 29.4673 | Commercial_2020_Technical_GWh_Before Competition Groups_Energy Efficient Laboratory Fume Hood
Commercial | Com ¦ BEVERAGE VENDING MACHINE CONTROLS | 2020 | Technical | GWh | Before Competition Groups | 27.611 | 0 | 0 | 17894.2511 | 0.001543 | 52 | Commercial_2020_Technical_GWh_Before Competition Groups_52 | BEVERAGE VENDING MACHINE CONTROLS | 0.1543% | 0 | 27.611 | Commercial_2020_Technical_GWh_Before Competition Groups_BEVERAGE VENDING MACHINE CONTROLS
Commercial | Com ¦ ENERGY STAR ICE MACHINES - Ice Making Head | 2020 | Technical | GWh | Before Competition Groups | 27.2807 | 0 | 0 | 17894.2511 | 0.0015246 | 53 | Commercial_2020_Technical_GWh_Before Competition Groups_53 | ENERGY STAR ICE MACHINES - Ice Making Head | 0.1525% | 0 | 27.2807 | Commercial_2020_Technical_GWh_Before Competition Groups_ENERGY STAR ICE MACHINES - Ice Making Head
Commercial | Com ¦ CO Sensors for parking garage exhaust fans | 2020 | Technical | GWh | Before Competition Groups | 26.3837 | 0 | 0 | 17894.2511 | 0.0014744 | 54 | Commercial_2020_Technical_GWh_Before Competition Groups_54 | CO Sensors for parking garage exhaust fans | 0.1474% | 0 | 26.3837 | Commercial_2020_Technical_GWh_Before Competition Groups_CO Sensors for parking garage exhaust fans
Commercial | Com ¦ Vertical Night Covers | 2020 | Technical | GWh | Before Competition Groups | 25.653 | 0 | 0 | 17894.2511 | 0.0014336 | 55 | Commercial_2020_Technical_GWh_Before Competition Groups_55 | Vertical Night Covers | 0.1434% | 0 | 25.653 | Commercial_2020_Technical_GWh_Before Competition Groups_Vertical Night Covers
Commercial | Com ¦ Anti-sweat heat (ASH) controls - Cooler/Freezer | 2020 | Technical | GWh | Before Competition Groups | 23.351 | 0 | 0 | 17894.2511 | 0.0013049 | 56 | Commercial_2020_Technical_GWh_Before Competition Groups_56 | Anti-sweat heat (ASH) controls - Cooler/Freezer | 0.1305% | 0 | 23.351 | Commercial_2020_Technical_GWh_Before Competition Groups_Anti-sweat heat (ASH) controls - Cooler/Freezer
Commercial | Com ¦ Duct Insulation, R8 | 2020 | Technical | GWh | Before Competition Groups | 22.8459 | 0 | 0 | 17894.2511 | 0.0012767 | 57 | Commercial_2020_Technical_GWh_Before Competition Groups_57 | Duct Insulation, R8 | 0.1277% | 0 | 22.8459 | Commercial_2020_Technical_GWh_Before Competition Groups_Duct Insulation, R8
Commercial | Com ¦ Water Heating (DHW) Pipe Insulation (Add 3/4\ Foam)" | 2020 | Technical | GWh | Before Competition Groups | 22.081 | 0 | 0 | 17894.2511 | 0.001234 | 58 | Commercial_2020_Technical_GWh_Before Competition Groups_58 | Water Heating (DHW) Pipe Insulation (Add 3/4\ Foam)" | 0.1234% | 0 | 22.081 | Commercial_2020_Technical_GWh_Before Competition Groups_Water Heating (DHW) Pipe Insulation (Add 3/4\ Foam)"
Commercial | Com ¦ Condensing Make Up Air Unit | 2020 | Technical | GWh | Before Competition Groups | 22.031 | 0 | 0 | 17894.2511 | 0.0012312 | 59 | Commercial_2020_Technical_GWh_Before Competition Groups_59 | Condensing Make Up Air Unit | 0.1231% | 0 | 22.031 | Commercial_2020_Technical_GWh_Before Competition Groups_Condensing Make Up Air Unit
Commercial | Com ¦ Super-High Efficiency Furnaces (Emerging Tech) | 2020 | Technical | GWh | Before Competition Groups | 19.7056 | 0 | 0 | 17894.2511 | 0.0011012 | 60 | Commercial_2020_Technical_GWh_Before Competition Groups_60 | Super-High Efficiency Furnaces (Emerging Tech) | 0.1101% | 0 | 19.7056 | Commercial_2020_Technical_GWh_Before Competition Groups_Super-High Efficiency Furnaces (Emerging Tech)
Commercial | Com ¦ Outside Air Economizer | 2020 | Technical | GWh | Before Competition Groups | 15.5649 | 0 | 0 | 17894.2511 | 0.00086982 | 61 | Commercial_2020_Technical_GWh_Before Competition Groups_61 | Outside Air Economizer | 0.08698% | 0 | 15.5649 | Commercial_2020_Technical_GWh_Before Competition Groups_Outside Air Economizer
Commercial | Com ¦ Suction Pipe Insulation Freezer/Refrigerator | 2020 | Technical | GWh | Before Competition Groups | 14.0201 | 0 | 0 | 17894.2511 | 0.00078349 | 62 | Commercial_2020_Technical_GWh_Before Competition Groups_62 | Suction Pipe Insulation Freezer/Refrigerator | 0.07835% | 0 | 14.0201 | Commercial_2020_Technical_GWh_Before Competition Groups_Suction Pipe Insulation Freezer/Refrigerator
Commercial | Com ¦ Roof Insulation/Ceiling Insulation (R25 Code to R35) | 2020 | Technical | GWh | Before Competition Groups | 12.3709 | 0 | 0 | 17894.2511 | 0.00069134 | 63 | Commercial_2020_Technical_GWh_Before Competition Groups_63 | Roof Insulation/Ceiling Insulation (R25 Code to R35) | 0.06913% | 0 | 12.3709 | Commercial_2020_Technical_GWh_Before Competition Groups_Roof Insulation/Ceiling Insulation (R25 Code to R35)
Commercial | Com ¦ Ground Source Heat Pump | 2020 | Technical | GWh | Before Competition Groups | 11.9268 | 0 | 0 | 17894.2511 | 0.00066651 | 64 | Commercial_2020_Technical_GWh_Before Competition Groups_64 | Ground Source Heat Pump | 0.06665% | 0 | 11.9268 | Commercial_2020_Technical_GWh_Before Competition Groups_Ground Source Heat Pump
Commercial | Com ¦ Evaporator Coil Defrost (Cooler) | 2020 | Technical | GWh | Before Competition Groups | 11.5541 | 0 | 0 | 17894.2511 | 0.00064569 | 65 | Commercial_2020_Technical_GWh_Before Competition Groups_65 | Evaporator Coil Defrost (Cooler) | 0.06457% | 0 | 11.5541 | Commercial_2020_Technical_GWh_Before Competition Groups_Evaporator Coil Defrost (Cooler)
Commercial | Com ¦ ENERGY STAR Griddle (74% eff) | 2020 | Technical | GWh | Before Competition Groups | 8.6573 | 0 | 0 | 17894.2511 | 0.0004838 | 66 | Commercial_2020_Technical_GWh_Before Competition Groups_66 | ENERGY STAR Griddle (74% eff) | 0.04838% | 0 | 8.6573 | Commercial_2020_Technical_GWh_Before Competition Groups_ENERGY STAR Griddle (74% eff)
Commercial | Com ¦ Chilled Water Optimization | 2020 | Technical | GWh | Before Competition Groups | 8.3285 | 0 | 0 | 17894.2511 | 0.00046543 | 67 | Commercial_2020_Technical_GWh_Before Competition Groups_67 | Chilled Water Optimization | 0.04654% | 0 | 8.3285 | Commercial_2020_Technical_GWh_Before Competition Groups_Chilled Water Optimization
Commercial | Com ¦ High Efficiency Small Instantaneous Water Heater | 2020 | Technical | GWh | Before Competition Groups | 8.2674 | 0 | 0 | 17894.2511 | 0.00046202 | 68 | Commercial_2020_Technical_GWh_Before Competition Groups_68 | High Efficiency Small Instantaneous Water Heater | 0.0462% | 0 | 8.2674 | Commercial_2020_Technical_GWh_Before Competition Groups_High Efficiency Small Instantaneous Water Heater
Commercial | Com ¦ ENERGY STAR Dishwasher | 2020 | Technical | GWh | Before Competition Groups | 8.0043 | 0 | 0 | 17894.2511 | 0.00044731 | 69 | Commercial_2020_Technical_GWh_Before Competition Groups_69 | ENERGY STAR Dishwasher | 0.04473% | 0 | 8.0043 | Commercial_2020_Technical_GWh_Before Competition Groups_ENERGY STAR Dishwasher
Commercial | Com ¦ LED RECESSED DOWNLIGHTS | 2020 | Technical | GWh | Before Competition Groups | 7.1613 | 0 | 0 | 17894.2511 | 0.0004002 | 70 | Commercial_2020_Technical_GWh_Before Competition Groups_70 | LED RECESSED DOWNLIGHTS | 0.04002% | 0 | 7.1613 | Commercial_2020_Technical_GWh_Before Competition Groups_LED RECESSED DOWNLIGHTS
Commercial | Com ¦ Water Source Heat Pump (4 ton) | 2020 | Technical | GWh | Before Competition Groups | 6.4827 | 0 | 0 | 17894.2511 | 0.00036228 | 71 | Commercial_2020_Technical_GWh_Before Competition Groups_71 | Water Source Heat Pump (4 ton) | 0.03623% | 0 | 6.4827 | Commercial_2020_Technical_GWh_Before Competition Groups_Water Source Heat Pump (4 ton)
Commercial | Com ¦ Ozone Laundry Treatment | 2020 | Technical | GWh | Before Competition Groups | 5.9929 | 0 | 0 | 17894.2511 | 0.0003349 | 72 | Commercial_2020_Technical_GWh_Before Competition Groups_72 | Ozone Laundry Treatment | 0.03349% | 0 | 5.9929 | Commercial_2020_Technical_GWh_Before Competition Groups_Ozone Laundry Treatment
Commercial | Com ¦ Efficient compressor motor | 2020 | Technical | GWh | Before Competition Groups | 5.4201 | 0 | 0 | 17894.2511 | 0.0003029 | 73 | Commercial_2020_Technical_GWh_Before Competition Groups_73 | Efficient compressor motor | 0.03029% | 0 | 5.4201 | Commercial_2020_Technical_GWh_Before Competition Groups_Efficient compressor motor
Commercial | Com ¦ Demand controlled Circulating Systems | 2020 | Technical | GWh | Before Competition Groups | 4.7323 | 0 | 0 | 17894.2511 | 0.00026446 | 74 | Commercial_2020_Technical_GWh_Before Competition Groups_74 | Demand controlled Circulating Systems | 0.02645% | 0 | 4.7323 | Commercial_2020_Technical_GWh_Before Competition Groups_Demand controlled Circulating Systems
Commercial | Com ¦ SYNCHRONOUS BELT | 2020 | Technical | GWh | Before Competition Groups | 4.1756 | 0 | 0 | 17894.2511 | 0.00023335 | 75 | Commercial_2020_Technical_GWh_Before Competition Groups_75 | SYNCHRONOUS BELT | 0.02333% | 0 | 4.1756 | Commercial_2020_Technical_GWh_Before Competition Groups_SYNCHRONOUS BELT
Commercial | Com ¦ ENERGY STAR Fryer (84% eff) | 2020 | Technical | GWh | Before Competition Groups | 2.9963 | 0 | 0 | 17894.2511 | 0.00016744 | 76 | Commercial_2020_Technical_GWh_Before Competition Groups_76 | ENERGY STAR Fryer (84% eff) | 0.01674% | 0 | 2.9963 | Commercial_2020_Technical_GWh_Before Competition Groups_ENERGY STAR Fryer (84% eff)
Commercial | Com ¦ Wall Insulation | 2020 | Technical | GWh | Before Competition Groups | 2.748 | 0 | 0 | 17894.2511 | 0.00015357 | 77 | Commercial_2020_Technical_GWh_Before Competition Groups_77 | Wall Insulation | 0.01536% | 0 | 2.748 | Commercial_2020_Technical_GWh_Before Competition Groups_Wall Insulation
Commercial | Com ¦ Solar Preheat Make up Air | 2020 | Technical | GWh | Before Competition Groups | 2.7141 | 0 | 0 | 17894.2511 | 0.00015167 | 78 | Commercial_2020_Technical_GWh_Before Competition Groups_78 | Solar Preheat Make up Air | 0.01517% | 0 | 2.7141 | Commercial_2020_Technical_GWh_Before Competition Groups_Solar Preheat Make up Air
Commercial | Com ¦ ECM MOTORS FOR HVAC APPLICATION (FAN-POWERED VAV BOX) | 2020 | Technical | GWh | Before Competition Groups | 2.4882 | 0 | 0 | 17894.2511 | 0.00013905 | 79 | Commercial_2020_Technical_GWh_Before Competition Groups_79 | ECM MOTORS FOR HVAC APPLICATION (FAN-POWERED VAV BOX) | 0.01391% | 0 | 2.4882 | Commercial_2020_Technical_GWh_Before Competition Groups_ECM MOTORS FOR HVAC APPLICATION (FAN-POWERED VAV BOX)
Commercial | Com ¦ Notched V belts for HVAC Systems | 2020 | Technical | GWh | Before Competition Groups | 2.0878 | 0 | 0 | 17894.2511 | 0.00011667 | 80 | Commercial_2020_Technical_GWh_Before Competition Groups_80 | Notched V belts for HVAC Systems | 0.01167% | 0 | 2.0878 | Commercial_2020_Technical_GWh_Before Competition Groups_Notched V belts for HVAC Systems
Commercial | Com ¦ ENERGY STAR Steam Cookers | 2020 | Technical | GWh | Before Competition Groups | 1.4678 | 0 | 0 | 17894.2511 | 8.2028e-05 | 81 | Commercial_2020_Technical_GWh_Before Competition Groups_81 | ENERGY STAR Steam Cookers | 0.008203% | 0 | 1.4678 | Commercial_2020_Technical_GWh_Before Competition Groups_ENERGY STAR Steam Cookers
Commercial | Com ¦ Auto Off Time Switch or Time Clock control | 2020 | Technical | GWh | Before Competition Groups | 1.2272 | 0 | 0 | 17894.2511 | 6.858e-05 | 82 | Commercial_2020_Technical_GWh_Before Competition Groups_82 | Auto Off Time Switch or Time Clock control | 0.006858% | 0 | 1.2272 | Commercial_2020_Technical_GWh_Before Competition Groups_Auto Off Time Switch or Time Clock control
Commercial | Com ¦ Thermostat Setback | 2020 | Technical | GWh | Before Competition Groups | 0.94993 | 0 | 0 | 17894.2511 | 5.3086e-05 | 83 | Commercial_2020_Technical_GWh_Before Competition Groups_83 | Thermostat Setback | 0.005309% | 0 | 0.94993 | Commercial_2020_Technical_GWh_Before Competition Groups_Thermostat Setback
Commercial | Com ¦ Solar Water Preheat (Pools/DHW) | 2020 | Technical | GWh | Before Competition Groups | 0.66057 | 0 | 0 | 17894.2511 | 3.6915e-05 | 84 | Commercial_2020_Technical_GWh_Before Competition Groups_84 | Solar Water Preheat (Pools/DHW) | 0.003692% | 0 | 0.66057 | Commercial_2020_Technical_GWh_Before Competition Groups_Solar Water Preheat (Pools/DHW)
Commercial | Com ¦ Heat Pump Water Heater (50 Gallons) | 2020 | Technical | GWh | Before Competition Groups | 0.61033 | 0 | 0 | 17894.2511 | 3.4108e-05 | 85 | Commercial_2020_Technical_GWh_Before Competition Groups_85 | Heat Pump Water Heater (50 Gallons) | 0.003411% | 0 | 0.61033 | Commercial_2020_Technical_GWh_Before Competition Groups_Heat Pump Water Heater (50 Gallons)
Commercial | Com ¦ PTAC (12 EER/10,000 BTU) | 2020 | Technical | GWh | Before Competition Groups | 0.60114 | 0 | 0 | 17894.2511 | 3.3594e-05 | 86 | Commercial_2020_Technical_GWh_Before Competition Groups_86 | PTAC (12 EER/10,000 BTU) | 0.003359% | 0 | 0.60114 | Commercial_2020_Technical_GWh_Before Competition Groups_PTAC (12 EER/10,000 BTU)
Commercial | Com ¦ Room AC (w/ louvered sides) 14 SEER from 12 SEER code | 2020 | Technical | GWh | Before Competition Groups | 0.58804 | 0 | 0 | 17894.2511 | 3.2862e-05 | 87 | Commercial_2020_Technical_GWh_Before Competition Groups_87 | Room AC (w/ louvered sides) 14 SEER from 12 SEER code | 0.003286% | 0 | 0.58804 | Commercial_2020_Technical_GWh_Before Competition Groups_Room AC (w/ louvered sides) 14 SEER from 12 SEER code
Commercial | Com ¦ Commercial Hot Food Holding Cabinets | 2020 | Technical | GWh | Before Competition Groups | 0.43111 | 0 | 0 | 17894.2511 | 2.4092e-05 | 88 | Commercial_2020_Technical_GWh_Before Competition Groups_88 | Commercial Hot Food Holding Cabinets | 0.002409% | 0 | 0.43111 | Commercial_2020_Technical_GWh_Before Competition Groups_Commercial Hot Food Holding Cabinets
Commercial | Com ¦ CEE Tier 2/Energy Star Clothes Washers | 2020 | Technical | GWh | Before Competition Groups | 0.38797 | 0 | 0 | 17894.2511 | 2.1681e-05 | 89 | Commercial_2020_Technical_GWh_Before Competition Groups_89 | CEE Tier 2/Energy Star Clothes Washers | 0.002168% | 0 | 0.38797 | Commercial_2020_Technical_GWh_Before Competition Groups_CEE Tier 2/Energy Star Clothes Washers
Commercial | Com ¦ HVAC Optimization | 2020 | Technical | GWh | Before Competition Groups | 0.35954 | 0 | 0 | 17894.2511 | 2.0093e-05 | 90 | Commercial_2020_Technical_GWh_Before Competition Groups_90 | HVAC Optimization | 0.002009% | 0 | 0.35954 | Commercial_2020_Technical_GWh_Before Competition Groups_HVAC Optimization
Commercial | Com ¦ Low Flow Pre-Rinse Spray Nozzle | 2020 | Technical | GWh | Before Competition Groups | 0.32136 | 0 | 0 | 17894.2511 | 1.7959e-05 | 91 | Commercial_2020_Technical_GWh_Before Competition Groups_91 | Low Flow Pre-Rinse Spray Nozzle | 0.001796% | 0 | 0.32136 | Commercial_2020_Technical_GWh_Before Competition Groups_Low Flow Pre-Rinse Spray Nozzle
Commercial | Com ¦ Solar Electric Water Heater (50 Gallon) | 2020 | Technical | GWh | Before Competition Groups | 0.26257 | 0 | 0 | 17894.2511 | 1.4673e-05 | 92 | Commercial_2020_Technical_GWh_Before Competition Groups_92 | Solar Electric Water Heater (50 Gallon) | 0.001467% | 0 | 0.26257 | Commercial_2020_Technical_GWh_Before Competition Groups_Solar Electric Water Heater (50 Gallon)
Commercial | COM ¦ Ductless Mini-Split Heat Pumps | 2020 | Technical | GWh | Before Competition Groups | 0.2596 | 0 | 0 | 17894.2511 | 1.4507e-05 | 93 | Commercial_2020_Technical_GWh_Before Competition Groups_93 | Ductless Mini-Split Heat Pumps | 0.001451% | 0 | 0.2596 | Commercial_2020_Technical_GWh_Before Competition Groups_Ductless Mini-Split Heat Pumps
Commercial | Com ¦ EC Plug Fan for Data Center (under cabinet) | 2020 | Technical | GWh | Before Competition Groups | 0.17058 | 0 | 0 | 17894.2511 | 9.5327e-06 | 94 | Commercial_2020_Technical_GWh_Before Competition Groups_94 | EC Plug Fan for Data Center (under cabinet) | 0.0009533% | 0 | 0.17058 | Commercial_2020_Technical_GWh_Before Competition Groups_EC Plug Fan for Data Center (under cabinet)
Commercial | Com ¦ High Efficiency Chiller (avg of water and air cooled) | 2020 | Technical | GWh | Before Competition Groups | 0.11241 | 0 | 0 | 17894.2511 | 6.2819e-06 | 95 | Commercial_2020_Technical_GWh_Before Competition Groups_95 | High Efficiency Chiller (avg of water and air cooled) | 0.0006282% | 0 | 0.11241 | Commercial_2020_Technical_GWh_Before Competition Groups_High Efficiency Chiller (avg of water and air cooled)
Commercial | Com ¦ Exterior Photocell | 2020 | Technical | GWh | Before Competition Groups | 0.078491 | 0 | 0 | 17894.2511 | 4.3864e-06 | 96 | Commercial_2020_Technical_GWh_Before Competition Groups_96 | Exterior Photocell | 0.0004386% | 0 | 0.078491 | Commercial_2020_Technical_GWh_Before Competition Groups_Exterior Photocell
Commercial | Com ¦ Air Curtains | 2020 | Technical | GWh | Before Competition Groups | 0.047892 | 0 | 0 | 17894.2511 | 2.6764e-06 | 97 | Commercial_2020_Technical_GWh_Before Competition Groups_97 | Air Curtains | 0.0002676% | 0 | 0.047892 | Commercial_2020_Technical_GWh_Before Competition Groups_Air Curtains
Commercial | Com ¦ eCube | 2020 | Technical | GWh | Before Competition Groups | 0.037285 | 0 | 0 | 17894.2511 | 2.0836e-06 | 98 | Commercial_2020_Technical_GWh_Before Competition Groups_98 | eCube | 0.0002084% | 0 | 0.037285 | Commercial_2020_Technical_GWh_Before Competition Groups_eCube
Commercial | Com ¦ VSD Air Compressor | 2020 | Technical | GWh | Before Competition Groups | 0.010296 | 0 | 0 | 17894.2511 | 5.7537e-07 | 99 | Commercial_2020_Technical_GWh_Before Competition Groups_99 | VSD Air Compressor | 5.754e-05% | 0 | 0.010296 | Commercial_2020_Technical_GWh_Before Competition Groups_VSD Air Compressor
Commercial | Com ¦ High Efficiency Induction Cooking | 2020 | Technical | GWh | Before Competition Groups | 0.0054514 | 0 | 0 | 17894.2511 | 3.0465e-07 | 100 | Commercial_2020_Technical_GWh_Before Competition Groups_100 | High Efficiency Induction Cooking | 3.046e-05% | 0 | 0.0054514 | Commercial_2020_Technical_GWh_Before Competition Groups_High Efficiency Induction Cooking
Commercial | Com ¦ Electric Convection Combination Ovens | 2020 | Technical | GWh | Before Competition Groups | 0.00078921 | 0 | 0 | 17894.2511 | 4.4104e-08 | 101 | Commercial_2020_Technical_GWh_Before Competition Groups_101 | Electric Convection Combination Ovens | 4.41e-06% | 0 | 0.00078921 | Commercial_2020_Technical_GWh_Before Competition Groups_Electric Convection Combination Ovens
Commercial | Com ¦ Building Recommissioning, Operations and Maintenance (O&M) Improvements | 2021 | Economic | GWh | Before Competition Groups | 2446.2527 | 0 | 0 | 11947.5183 | 0.20475 | 1 | Commercial_2021_Economic_GWh_Before Competition Groups_1 | Building Recommissioning, Operations and Maintenance (O&M) Improvements | 20.47% | 0 | 2446.2527 | Commercial_2021_Economic_GWh_Before Competition Groups_Building Recommissioning, Operations and Maintenance (O&M) Improvements
Commercial | Com ¦ LED Low/High Bay | 2021 | Economic | GWh | Before Competition Groups | 1020.8247 | 0 | 0 | 11947.5183 | 0.085442 | 2 | Commercial_2021_Economic_GWh_Before Competition Groups_2 | LED Low/High Bay | 8.544% | 0 | 1020.8247 | Commercial_2021_Economic_GWh_Before Competition Groups_LED Low/High Bay
Commercial | Com ¦ LED Troffer/Surface/Suspended | 2021 | Economic | GWh | Before Competition Groups | 970.8453 | 0 | 0 | 11947.5183 | 0.081259 | 3 | Commercial_2021_Economic_GWh_Before Competition Groups_3 | LED Troffer/Surface/Suspended | 8.126% | 0 | 970.8453 | Commercial_2021_Economic_GWh_Before Competition Groups_LED Troffer/Surface/Suspended
Commercial | Com ¦ ENERGY STAR LED LAMPS (REFLECTOR LAMPs/MR16/PAR 16) | 2021 | Economic | GWh | Before Competition Groups | 830.9992 | 0 | 0 | 11947.5183 | 0.069554 | 4 | Commercial_2021_Economic_GWh_Before Competition Groups_4 | ENERGY STAR LED LAMPS (REFLECTOR LAMPs/MR16/PAR 16) | 6.955% | 0 | 830.9992 | Commercial_2021_Economic_GWh_Before Competition Groups_ENERGY STAR LED LAMPS (REFLECTOR LAMPs/MR16/PAR 16)
Commercial | Com ¦ Education and Capacity Building/Energy Behavior | 2021 | Economic | GWh | Before Competition Groups | 820.2708 | 0 | 0 | 11947.5183 | 0.068656 | 5 | Commercial_2021_Economic_GWh_Before Competition Groups_5 | Education and Capacity Building/Energy Behavior | 6.866% | 0 | 820.2708 | Commercial_2021_Economic_GWh_Before Competition Groups_Education and Capacity Building/Energy Behavior
Commercial | Com ¦ Furnace Tune-Up | 2021 | Economic | GWh | Before Competition Groups | 671.7254 | 0 | 0 | 11947.5183 | 0.056223 | 6 | Commercial_2021_Economic_GWh_Before Competition Groups_6 | Furnace Tune-Up | 5.622% | 0 | 671.7254 | Commercial_2021_Economic_GWh_Before Competition Groups_Furnace Tune-Up
Commercial | Com ¦ LED EXTERIOR AREA LIGHTS - LED fixture (200W) | 2021 | Economic | GWh | Before Competition Groups | 478.8971 | 0 | 0 | 11947.5183 | 0.040083 | 7 | Commercial_2021_Economic_GWh_Before Competition Groups_7 | LED EXTERIOR AREA LIGHTS - LED fixture (200W) | 4.008% | 0 | 478.8971 | Commercial_2021_Economic_GWh_Before Competition Groups_LED EXTERIOR AREA LIGHTS - LED fixture (200W)
Commercial | Com ¦ LED parking lot fixture | 2021 | Economic | GWh | Before Competition Groups | 468.3723 | 0 | 0 | 11947.5183 | 0.039202 | 8 | Commercial_2021_Economic_GWh_Before Competition Groups_8 | LED parking lot fixture | 3.92% | 0 | 468.3723 | Commercial_2021_Economic_GWh_Before Competition Groups_LED parking lot fixture
Commercial | Com ¦ Advanced BAS/Controllers | 2021 | Economic | GWh | Before Competition Groups | 313.9111 | 0 | 0 | 11947.5183 | 0.026274 | 9 | Commercial_2021_Economic_GWh_Before Competition Groups_9 | Advanced BAS/Controllers | 2.627% | 0 | 313.9111 | Commercial_2021_Economic_GWh_Before Competition Groups_Advanced BAS/Controllers
Commercial | Com ¦ LLLC - Low Impact Application | 2021 | Economic | GWh | Before Competition Groups | 313.1186 | 0 | 0 | 11947.5183 | 0.026208 | 10 | Commercial_2021_Economic_GWh_Before Competition Groups_10 | LLLC - Low Impact Application | 2.621% | 0 | 313.1186 | Commercial_2021_Economic_GWh_Before Competition Groups_LLLC - Low Impact Application
Commercial | Com ¦ LED street light fixture | 2021 | Economic | GWh | Before Competition Groups | 274.0689 | 0 | 0 | 11947.5183 | 0.022939 | 11 | Commercial_2021_Economic_GWh_Before Competition Groups_11 | LED street light fixture | 2.294% | 0 | 274.0689 | Commercial_2021_Economic_GWh_Before Competition Groups_LED street light fixture
Commercial | Com ¦ Strip Curtains | 2021 | Economic | GWh | Before Competition Groups | 228.219 | 0 | 0 | 11947.5183 | 0.019102 | 12 | Commercial_2021_Economic_GWh_Before Competition Groups_12 | Strip Curtains | 1.91% | 0 | 228.219 | Commercial_2021_Economic_GWh_Before Competition Groups_Strip Curtains
Commercial | Com ¦ Variable Frequency Drive (VFD) | 2021 | Economic | GWh | Before Competition Groups | 222.653 | 0 | 0 | 11947.5183 | 0.018636 | 13 | Commercial_2021_Economic_GWh_Before Competition Groups_13 | Variable Frequency Drive (VFD) | 1.864% | 0 | 222.653 | Commercial_2021_Economic_GWh_Before Competition Groups_Variable Frequency Drive (VFD)
Commercial | Com ¦ Demand Control Ventilation | 2021 | Economic | GWh | Before Competition Groups | 214.0867 | 0 | 0 | 11947.5183 | 0.017919 | 14 | Commercial_2021_Economic_GWh_Before Competition Groups_14 | Demand Control Ventilation | 1.792% | 0 | 214.0867 | Commercial_2021_Economic_GWh_Before Competition Groups_Demand Control Ventilation
Commercial | Com ¦ LLLC - High Impact Application | 2021 | Economic | GWh | Before Competition Groups | 211 | 0 | 0 | 11947.5183 | 0.017661 | 15 | Commercial_2021_Economic_GWh_Before Competition Groups_15 | LLLC - High Impact Application | 1.766% | 0 | 211 | Commercial_2021_Economic_GWh_Before Competition Groups_LLLC - High Impact Application
Commercial | Com ¦ VFD on Pumps | 2021 | Economic | GWh | Before Competition Groups | 208.3768 | 0 | 0 | 11947.5183 | 0.017441 | 16 | Commercial_2021_Economic_GWh_Before Competition Groups_16 | VFD on Pumps | 1.744% | 0 | 208.3768 | Commercial_2021_Economic_GWh_Before Competition Groups_VFD on Pumps
Commercial | Com ¦ LED Replacement Lamp (Tube) | 2021 | Economic | GWh | Before Competition Groups | 185.7972 | 0 | 0 | 11947.5183 | 0.015551 | 17 | Commercial_2021_Economic_GWh_Before Competition Groups_17 | LED Replacement Lamp (Tube) | 1.555% | 0 | 185.7972 | Commercial_2021_Economic_GWh_Before Competition Groups_LED Replacement Lamp (Tube)
Commercial | Com ¦ Data Center Storage/Server Virtualization | 2021 | Economic | GWh | Before Competition Groups | 180.4078 | 0 | 0 | 11947.5183 | 0.0151 | 18 | Commercial_2021_Economic_GWh_Before Competition Groups_18 | Data Center Storage/Server Virtualization | 1.51% | 0 | 180.4078 | Commercial_2021_Economic_GWh_Before Competition Groups_Data Center Storage/Server Virtualization
Commercial | Com ¦ High Efficiency Air Source Heat Pump | 2021 | Economic | GWh | Before Competition Groups | 172.0755 | 0 | 0 | 11947.5183 | 0.014403 | 19 | Commercial_2021_Economic_GWh_Before Competition Groups_19 | High Efficiency Air Source Heat Pump | 1.44% | 0 | 172.0755 | Commercial_2021_Economic_GWh_Before Competition Groups_High Efficiency Air Source Heat Pump
Commercial | Com ¦ Air Handler with Dedicated Outdoor Air Systems | 2021 | Economic | GWh | Before Competition Groups | 169.9371 | 0 | 0 | 11947.5183 | 0.014224 | 20 | Commercial_2021_Economic_GWh_Before Competition Groups_20 | Air Handler with Dedicated Outdoor Air Systems | 1.422% | 0 | 169.9371 | Commercial_2021_Economic_GWh_Before Competition Groups_Air Handler with Dedicated Outdoor Air Systems
Commercial | Com ¦ Centrally controlled desktop PC/NETWORK PC POWER MANAGEMENT SOFTWARE | 2021 | Economic | GWh | Before Competition Groups | 148.6004 | 0 | 0 | 11947.5183 | 0.012438 | 21 | Commercial_2021_Economic_GWh_Before Competition Groups_21 | Centrally controlled desktop PC/NETWORK PC POWER MANAGEMENT SOFTWARE | 1.244% | 0 | 148.6004 | Commercial_2021_Economic_GWh_Before Competition Groups_Centrally controlled desktop PC/NETWORK PC POWER MANAGEMENT SOFTWARE
Commercial | Com ¦ Adaptive Thermostats | 2021 | Economic | GWh | Before Competition Groups | 133.4748 | 0 | 0 | 11947.5183 | 0.011172 | 22 | Commercial_2021_Economic_GWh_Before Competition Groups_22 | Adaptive Thermostats | 1.117% | 0 | 133.4748 | Commercial_2021_Economic_GWh_Before Competition Groups_Adaptive Thermostats
Commercial | Com ¦ LED or Equivalent Sign Lighting | 2021 | Economic | GWh | Before Competition Groups | 124.669 | 0 | 0 | 11947.5183 | 0.010435 | 23 | Commercial_2021_Economic_GWh_Before Competition Groups_23 | LED or Equivalent Sign Lighting | 1.043% | 0 | 124.669 | Commercial_2021_Economic_GWh_Before Competition Groups_LED or Equivalent Sign Lighting
Commercial | Com ¦ ECM MOTORS FOR EVAPORATOR FANS for refrigeration (WALK-IN) | 2021 | Economic | GWh | Before Competition Groups | 105.4753 | 0 | 0 | 11947.5183 | 0.0088282 | 24 | Commercial_2021_Economic_GWh_Before Competition Groups_24 | ECM MOTORS FOR EVAPORATOR FANS for refrigeration (WALK-IN) | 0.8828% | 0 | 105.4753 | Commercial_2021_Economic_GWh_Before Competition Groups_ECM MOTORS FOR EVAPORATOR FANS for refrigeration (WALK-IN)
Commercial | Com ¦ ENERGY STAR LED LAMPS (General Service Lamps) | 2021 | Economic | GWh | Before Competition Groups | 102.6226 | 0 | 0 | 11947.5183 | 0.0085894 | 25 | Commercial_2021_Economic_GWh_Before Competition Groups_25 | ENERGY STAR LED LAMPS (General Service Lamps) | 0.8589% | 0 | 102.6226 | Commercial_2021_Economic_GWh_Before Competition Groups_ENERGY STAR LED LAMPS (General Service Lamps)
Commercial | Com ¦ Condensing Unit Heaters or other Efficient Unit Heating System | 2021 | Economic | GWh | Before Competition Groups | 101.085 | 0 | 0 | 11947.5183 | 0.0084608 | 26 | Commercial_2021_Economic_GWh_Before Competition Groups_26 | Condensing Unit Heaters or other Efficient Unit Heating System | 0.8461% | 0 | 101.085 | Commercial_2021_Economic_GWh_Before Competition Groups_Condensing Unit Heaters or other Efficient Unit Heating System
Commercial | Com ¦ Freezer Case Light Sensor | 2021 | Economic | GWh | Before Competition Groups | 86.8713 | 0 | 0 | 11947.5183 | 0.0072711 | 27 | Commercial_2021_Economic_GWh_Before Competition Groups_27 | Freezer Case Light Sensor | 0.7271% | 0 | 86.8713 | Commercial_2021_Economic_GWh_Before Competition Groups_Freezer Case Light Sensor
Commercial | Com ¦ Reach-in Shaded Pole to ECM/PSC Evaporator Fan Motor | 2021 | Economic | GWh | Before Competition Groups | 86.5731 | 0 | 0 | 11947.5183 | 0.0072461 | 28 | Commercial_2021_Economic_GWh_Before Competition Groups_28 | Reach-in Shaded Pole to ECM/PSC Evaporator Fan Motor | 0.7246% | 0 | 86.5731 | Commercial_2021_Economic_GWh_Before Competition Groups_Reach-in Shaded Pole to ECM/PSC Evaporator Fan Motor
Commercial | Com ¦ Evaporator Fan Controls | 2021 | Economic | GWh | Before Competition Groups | 84.7392 | 0 | 0 | 11947.5183 | 0.0070926 | 29 | Commercial_2021_Economic_GWh_Before Competition Groups_29 | Evaporator Fan Controls | 0.7093% | 0 | 84.7392 | Commercial_2021_Economic_GWh_Before Competition Groups_Evaporator Fan Controls
Commercial | Com ¦ Occupancy Sensors | 2021 | Economic | GWh | Before Competition Groups | 69.305 | 0 | 0 | 11947.5183 | 0.0058008 | 30 | Commercial_2021_Economic_GWh_Before Competition Groups_30 | Occupancy Sensors | 0.5801% | 0 | 69.305 | Commercial_2021_Economic_GWh_Before Competition Groups_Occupancy Sensors
Commercial | Com ¦ Demand Control Kitchen Ventilation | 2021 | Economic | GWh | Before Competition Groups | 65.731 | 0 | 0 | 11947.5183 | 0.0055016 | 31 | Commercial_2021_Economic_GWh_Before Competition Groups_31 | Demand Control Kitchen Ventilation | 0.5502% | 0 | 65.731 | Commercial_2021_Economic_GWh_Before Competition Groups_Demand Control Kitchen Ventilation
Commercial | Com ¦ Unitary Air-Conditioning Unit | 2021 | Economic | GWh | Before Competition Groups | 51.5768 | 0 | 0 | 11947.5183 | 0.0043169 | 32 | Commercial_2021_Economic_GWh_Before Competition Groups_32 | Unitary Air-Conditioning Unit | 0.4317% | 0 | 51.5768 | Commercial_2021_Economic_GWh_Before Competition Groups_Unitary Air-Conditioning Unit
Commercial | Com ¦ Temperature Adjustment in Commercial Freezers | 2021 | Economic | GWh | Before Competition Groups | 32.4033 | 0 | 0 | 11947.5183 | 0.0027121 | 33 | Commercial_2021_Economic_GWh_Before Competition Groups_33 | Temperature Adjustment in Commercial Freezers | 0.2712% | 0 | 32.4033 | Commercial_2021_Economic_GWh_Before Competition Groups_Temperature Adjustment in Commercial Freezers
Commercial | Com ¦ Elec Storage WH 2.30 Et | 2021 | Economic | GWh | Before Competition Groups | 32.2409 | 0 | 0 | 11947.5183 | 0.0026985 | 34 | Commercial_2021_Economic_GWh_Before Competition Groups_34 | Elec Storage WH 2.30 Et | 0.2699% | 0 | 32.2409 | Commercial_2021_Economic_GWh_Before Competition Groups_Elec Storage WH 2.30 Et
Commercial | Com ¦ Networked/Connected - High Impact Application | 2021 | Economic | GWh | Before Competition Groups | 32.0307 | 0 | 0 | 11947.5183 | 0.0026809 | 35 | Commercial_2021_Economic_GWh_Before Competition Groups_35 | Networked/Connected - High Impact Application | 0.2681% | 0 | 32.0307 | Commercial_2021_Economic_GWh_Before Competition Groups_Networked/Connected - High Impact Application
Commercial | Com ¦ BEVERAGE VENDING MACHINE CONTROLS | 2021 | Economic | GWh | Before Competition Groups | 30.424 | 0 | 0 | 11947.5183 | 0.0025465 | 36 | Commercial_2021_Economic_GWh_Before Competition Groups_36 | BEVERAGE VENDING MACHINE CONTROLS | 0.2546% | 0 | 30.424 | Commercial_2021_Economic_GWh_Before Competition Groups_BEVERAGE VENDING MACHINE CONTROLS
Commercial | Com ¦ Energy Efficient Laboratory Fume Hood | 2021 | Economic | GWh | Before Competition Groups | 28.86 | 0 | 0 | 11947.5183 | 0.0024156 | 37 | Commercial_2021_Economic_GWh_Before Competition Groups_37 | Energy Efficient Laboratory Fume Hood | 0.2416% | 0 | 28.86 | Commercial_2021_Economic_GWh_Before Competition Groups_Energy Efficient Laboratory Fume Hood
Commercial | Com ¦ CO Sensors for parking garage exhaust fans | 2021 | Economic | GWh | Before Competition Groups | 26.8639 | 0 | 0 | 11947.5183 | 0.0022485 | 38 | Commercial_2021_Economic_GWh_Before Competition Groups_38 | CO Sensors for parking garage exhaust fans | 0.2248% | 0 | 26.8639 | Commercial_2021_Economic_GWh_Before Competition Groups_CO Sensors for parking garage exhaust fans
Commercial | Com ¦ Vertical Night Covers | 2021 | Economic | GWh | Before Competition Groups | 25.1362 | 0 | 0 | 11947.5183 | 0.0021039 | 39 | Commercial_2021_Economic_GWh_Before Competition Groups_39 | Vertical Night Covers | 0.2104% | 0 | 25.1362 | Commercial_2021_Economic_GWh_Before Competition Groups_Vertical Night Covers
Commercial | Com ¦ Duct Insulation, R8 | 2021 | Economic | GWh | Before Competition Groups | 22.378 | 0 | 0 | 11947.5183 | 0.001873 | 40 | Commercial_2021_Economic_GWh_Before Competition Groups_40 | Duct Insulation, R8 | 0.1873% | 0 | 22.378 | Commercial_2021_Economic_GWh_Before Competition Groups_Duct Insulation, R8
Commercial | Com ¦ Water Heating (DHW) Pipe Insulation (Add 3/4\ Foam)" | 2021 | Economic | GWh | Before Competition Groups | 21.6351 | 0 | 0 | 11947.5183 | 0.0018108 | 41 | Commercial_2021_Economic_GWh_Before Competition Groups_41 | Water Heating (DHW) Pipe Insulation (Add 3/4\ Foam)" | 0.1811% | 0 | 21.6351 | Commercial_2021_Economic_GWh_Before Competition Groups_Water Heating (DHW) Pipe Insulation (Add 3/4\ Foam)"
Commercial | Com ¦ Refrigerated Display Case Doors | 2021 | Economic | GWh | Before Competition Groups | 19.247 | 0 | 0 | 11947.5183 | 0.001611 | 42 | Commercial_2021_Economic_GWh_Before Competition Groups_42 | Refrigerated Display Case Doors | 0.1611% | 0 | 19.247 | Commercial_2021_Economic_GWh_Before Competition Groups_Refrigerated Display Case Doors
Commercial | Com ¦ Outside Air Economizer | 2021 | Economic | GWh | Before Competition Groups | 15.8038 | 0 | 0 | 11947.5183 | 0.0013228 | 43 | Commercial_2021_Economic_GWh_Before Competition Groups_43 | Outside Air Economizer | 0.1323% | 0 | 15.8038 | Commercial_2021_Economic_GWh_Before Competition Groups_Outside Air Economizer
Commercial | Com ¦ Suction Pipe Insulation Freezer/Refrigerator | 2021 | Economic | GWh | Before Competition Groups | 13.738 | 0 | 0 | 11947.5183 | 0.0011499 | 44 | Commercial_2021_Economic_GWh_Before Competition Groups_44 | Suction Pipe Insulation Freezer/Refrigerator | 0.115% | 0 | 13.738 | Commercial_2021_Economic_GWh_Before Competition Groups_Suction Pipe Insulation Freezer/Refrigerator
Commercial | Com ¦ Refrigerated Display Case LED | 2021 | Economic | GWh | Before Competition Groups | 12.709 | 0 | 0 | 11947.5183 | 0.0010637 | 45 | Commercial_2021_Economic_GWh_Before Competition Groups_45 | Refrigerated Display Case LED | 0.1064% | 0 | 12.709 | Commercial_2021_Economic_GWh_Before Competition Groups_Refrigerated Display Case LED
Commercial | Com ¦ ENERGY STAR Griddle (74% eff) | 2021 | Economic | GWh | Before Competition Groups | 12.6098 | 0 | 0 | 11947.5183 | 0.0010554 | 46 | Commercial_2021_Economic_GWh_Before Competition Groups_46 | ENERGY STAR Griddle (74% eff) | 0.1055% | 0 | 12.6098 | Commercial_2021_Economic_GWh_Before Competition Groups_ENERGY STAR Griddle (74% eff)
Commercial | Com ¦ Chilled Water Optimization | 2021 | Economic | GWh | Before Competition Groups | 12.2849 | 0 | 0 | 11947.5183 | 0.0010282 | 47 | Commercial_2021_Economic_GWh_Before Competition Groups_47 | Chilled Water Optimization | 0.1028% | 0 | 12.2849 | Commercial_2021_Economic_GWh_Before Competition Groups_Chilled Water Optimization
Commercial | Com ¦ Water Source Heat Pump (4 ton) | 2021 | Economic | GWh | Before Competition Groups | 9.5194 | 0 | 0 | 11947.5183 | 0.00079676 | 48 | Commercial_2021_Economic_GWh_Before Competition Groups_48 | Water Source Heat Pump (4 ton) | 0.07968% | 0 | 9.5194 | Commercial_2021_Economic_GWh_Before Competition Groups_Water Source Heat Pump (4 ton)
Commercial | Com ¦ ENERGY STAR Dishwasher | 2021 | Economic | GWh | Before Competition Groups | 8.4929 | 0 | 0 | 11947.5183 | 0.00071085 | 49 | Commercial_2021_Economic_GWh_Before Competition Groups_49 | ENERGY STAR Dishwasher | 0.07109% | 0 | 8.4929 | Commercial_2021_Economic_GWh_Before Competition Groups_ENERGY STAR Dishwasher
Commercial | Com ¦ Ozone Laundry Treatment | 2021 | Economic | GWh | Before Competition Groups | 6.0491 | 0 | 0 | 11947.5183 | 0.00050631 | 50 | Commercial_2021_Economic_GWh_Before Competition Groups_50 | Ozone Laundry Treatment | 0.05063% | 0 | 6.0491 | Commercial_2021_Economic_GWh_Before Competition Groups_Ozone Laundry Treatment
Commercial | Com ¦ Demand controlled Circulating Systems | 2021 | Economic | GWh | Before Competition Groups | 4.6362 | 0 | 0 | 11947.5183 | 0.00038805 | 51 | Commercial_2021_Economic_GWh_Before Competition Groups_51 | Demand controlled Circulating Systems | 0.0388% | 0 | 4.6362 | Commercial_2021_Economic_GWh_Before Competition Groups_Demand controlled Circulating Systems
Commercial | Com ¦ ENERGY STAR Fryer (84% eff) | 2021 | Economic | GWh | Before Competition Groups | 4.3617 | 0 | 0 | 11947.5183 | 0.00036507 | 52 | Commercial_2021_Economic_GWh_Before Competition Groups_52 | ENERGY STAR Fryer (84% eff) | 0.03651% | 0 | 4.3617 | Commercial_2021_Economic_GWh_Before Competition Groups_ENERGY STAR Fryer (84% eff)
Commercial | Com ¦ ECM MOTORS FOR HVAC APPLICATION (FAN-POWERED VAV BOX) | 2021 | Economic | GWh | Before Competition Groups | 2.4381 | 0 | 0 | 11947.5183 | 0.00020407 | 53 | Commercial_2021_Economic_GWh_Before Competition Groups_53 | ECM MOTORS FOR HVAC APPLICATION (FAN-POWERED VAV BOX) | 0.02041% | 0 | 2.4381 | Commercial_2021_Economic_GWh_Before Competition Groups_ECM MOTORS FOR HVAC APPLICATION (FAN-POWERED VAV BOX)
Commercial | Com ¦ High Efficiency Small Instantaneous Water Heater | 2021 | Economic | GWh | Before Competition Groups | 2.3343 | 0 | 0 | 11947.5183 | 0.00019538 | 54 | Commercial_2021_Economic_GWh_Before Competition Groups_54 | High Efficiency Small Instantaneous Water Heater | 0.01954% | 0 | 2.3343 | Commercial_2021_Economic_GWh_Before Competition Groups_High Efficiency Small Instantaneous Water Heater
Commercial | Com ¦ ENERGY STAR Steam Cookers | 2021 | Economic | GWh | Before Competition Groups | 2.1372 | 0 | 0 | 11947.5183 | 0.00017888 | 55 | Commercial_2021_Economic_GWh_Before Competition Groups_55 | ENERGY STAR Steam Cookers | 0.01789% | 0 | 2.1372 | Commercial_2021_Economic_GWh_Before Competition Groups_ENERGY STAR Steam Cookers
Commercial | Com ¦ Thermostat Setback | 2021 | Economic | GWh | Before Competition Groups | 1.2781 | 0 | 0 | 11947.5183 | 0.00010698 | 56 | Commercial_2021_Economic_GWh_Before Competition Groups_56 | Thermostat Setback | 0.0107% | 0 | 1.2781 | Commercial_2021_Economic_GWh_Before Competition Groups_Thermostat Setback
Commercial | Com ¦ Auto Off Time Switch or Time Clock control | 2021 | Economic | GWh | Before Competition Groups | 1.2426 | 0 | 0 | 11947.5183 | 0.00010401 | 57 | Commercial_2021_Economic_GWh_Before Competition Groups_57 | Auto Off Time Switch or Time Clock control | 0.0104% | 0 | 1.2426 | Commercial_2021_Economic_GWh_Before Competition Groups_Auto Off Time Switch or Time Clock control
Commercial | Com ¦ Solar Water Preheat (Pools/DHW) | 2021 | Economic | GWh | Before Competition Groups | 0.96744 | 0 | 0 | 11947.5183 | 8.0975e-05 | 58 | Commercial_2021_Economic_GWh_Before Competition Groups_58 | Solar Water Preheat (Pools/DHW) | 0.008097% | 0 | 0.96744 | Commercial_2021_Economic_GWh_Before Competition Groups_Solar Water Preheat (Pools/DHW)
Commercial | Com ¦ PTAC (12 EER/10,000 BTU) | 2021 | Economic | GWh | Before Competition Groups | 0.80296 | 0 | 0 | 11947.5183 | 6.7208e-05 | 59 | Commercial_2021_Economic_GWh_Before Competition Groups_59 | PTAC (12 EER/10,000 BTU) | 0.006721% | 0 | 0.80296 | Commercial_2021_Economic_GWh_Before Competition Groups_PTAC (12 EER/10,000 BTU)
Commercial | Com ¦ CEE Tier 2/Energy Star Clothes Washers | 2021 | Economic | GWh | Before Competition Groups | 0.54996 | 0 | 0 | 11947.5183 | 4.6031e-05 | 60 | Commercial_2021_Economic_GWh_Before Competition Groups_60 | CEE Tier 2/Energy Star Clothes Washers | 0.004603% | 0 | 0.54996 | Commercial_2021_Economic_GWh_Before Competition Groups_CEE Tier 2/Energy Star Clothes Washers
Commercial | Com ¦ Low Flow Pre-Rinse Spray Nozzle | 2021 | Economic | GWh | Before Competition Groups | 0.43562 | 0 | 0 | 11947.5183 | 3.6461e-05 | 61 | Commercial_2021_Economic_GWh_Before Competition Groups_61 | Low Flow Pre-Rinse Spray Nozzle | 0.003646% | 0 | 0.43562 | Commercial_2021_Economic_GWh_Before Competition Groups_Low Flow Pre-Rinse Spray Nozzle
Commercial | COM ¦ Ductless Mini-Split Heat Pumps | 2021 | Economic | GWh | Before Competition Groups | 0.38085 | 0 | 0 | 11947.5183 | 3.1877e-05 | 62 | Commercial_2021_Economic_GWh_Before Competition Groups_62 | Ductless Mini-Split Heat Pumps | 0.003188% | 0 | 0.38085 | Commercial_2021_Economic_GWh_Before Competition Groups_Ductless Mini-Split Heat Pumps
Commercial | Com ¦ HVAC Optimization | 2021 | Economic | GWh | Before Competition Groups | 0.25555 | 0 | 0 | 11947.5183 | 2.1389e-05 | 63 | Commercial_2021_Economic_GWh_Before Competition Groups_63 | HVAC Optimization | 0.002139% | 0 | 0.25555 | Commercial_2021_Economic_GWh_Before Competition Groups_HVAC Optimization
Commercial | Com ¦ Wall Insulation | 2021 | Economic | GWh | Before Competition Groups | 0.1966 | 0 | 0 | 11947.5183 | 1.6455e-05 | 64 | Commercial_2021_Economic_GWh_Before Competition Groups_64 | Wall Insulation | 0.001646% | 0 | 0.1966 | Commercial_2021_Economic_GWh_Before Competition Groups_Wall Insulation
Commercial | Com ¦ Commercial Hot Food Holding Cabinets | 2021 | Economic | GWh | Before Competition Groups | 0.19301 | 0 | 0 | 11947.5183 | 1.6154e-05 | 65 | Commercial_2021_Economic_GWh_Before Competition Groups_65 | Commercial Hot Food Holding Cabinets | 0.001615% | 0 | 0.19301 | Commercial_2021_Economic_GWh_Before Competition Groups_Commercial Hot Food Holding Cabinets
Commercial | Com ¦ Energy Recovery Ventilation and Ventilation (Enhanced) | 2021 | Economic | GWh | Before Competition Groups | 0.18133 | 0 | 0 | 11947.5183 | 1.5177e-05 | 66 | Commercial_2021_Economic_GWh_Before Competition Groups_66 | Energy Recovery Ventilation and Ventilation (Enhanced) | 0.001518% | 0 | 0.18133 | Commercial_2021_Economic_GWh_Before Competition Groups_Energy Recovery Ventilation and Ventilation (Enhanced)
Commercial | Com ¦ Air Curtains | 2021 | Economic | GWh | Before Competition Groups | 0.049177 | 0 | 0 | 11947.5183 | 4.1161e-06 | 67 | Commercial_2021_Economic_GWh_Before Competition Groups_67 | Air Curtains | 0.0004116% | 0 | 0.049177 | Commercial_2021_Economic_GWh_Before Competition Groups_Air Curtains
Commercial | Com ¦ Room AC (w/ louvered sides) 14 SEER from 12 SEER code | 2021 | Economic | GWh | Before Competition Groups | 0.044604 | 0 | 0 | 11947.5183 | 3.7333e-06 | 68 | Commercial_2021_Economic_GWh_Before Competition Groups_68 | Room AC (w/ louvered sides) 14 SEER from 12 SEER code | 0.0003733% | 0 | 0.044604 | Commercial_2021_Economic_GWh_Before Competition Groups_Room AC (w/ louvered sides) 14 SEER from 12 SEER code
Commercial | Com ¦ EC Plug Fan for Data Center (under cabinet) | 2021 | Economic | GWh | Before Competition Groups | 0.016834 | 0 | 0 | 11947.5183 | 1.409e-06 | 69 | Commercial_2021_Economic_GWh_Before Competition Groups_69 | EC Plug Fan for Data Center (under cabinet) | 0.0001409% | 0 | 0.016834 | Commercial_2021_Economic_GWh_Before Competition Groups_EC Plug Fan for Data Center (under cabinet)
Commercial | Com ¦ VSD Air Compressor | 2021 | Economic | GWh | Before Competition Groups | 0.015055 | 0 | 0 | 11947.5183 | 1.2601e-06 | 70 | Commercial_2021_Economic_GWh_Before Competition Groups_70 | VSD Air Compressor | 0.000126% | 0 | 0.015055 | Commercial_2021_Economic_GWh_Before Competition Groups_VSD Air Compressor
Commercial | Com ¦ High Efficiency Chiller (avg of water and air cooled) | 2021 | Economic | GWh | Before Competition Groups | 0.011496 | 0 | 0 | 11947.5183 | 9.6221e-07 | 71 | Commercial_2021_Economic_GWh_Before Competition Groups_71 | High Efficiency Chiller (avg of water and air cooled) | 9.622e-05% | 0 | 0.011496 | Commercial_2021_Economic_GWh_Before Competition Groups_High Efficiency Chiller (avg of water and air cooled)
Commercial | Com ¦ Electric Convection Combination Ovens | 2021 | Economic | GWh | Before Competition Groups | 0.0011488 | 0 | 0 | 11947.5183 | 9.6154e-08 | 72 | Commercial_2021_Economic_GWh_Before Competition Groups_72 | Electric Convection Combination Ovens | 9.615e-06% | 0 | 0.0011488 | Commercial_2021_Economic_GWh_Before Competition Groups_Electric Convection Combination Ovens
Commercial | Com ¦ Condensing Make Up Air Unit | 2021 | Economic | GWh | Before Competition Groups | 0 | 0 | 0 | 11947.5183 | 0 | 73 | Commercial_2021_Economic_GWh_Before Competition Groups_73 | Condensing Make Up Air Unit | 0% | 0 | 0 | Commercial_2021_Economic_GWh_Before Competition Groups_Condensing Make Up Air Unit
Commercial | Com ¦ Door Gasket Freezer/Refrigerator | 2021 | Economic | GWh | Before Competition Groups | 0 | 0 | 0 | 11947.5183 | 0 | 74 | Commercial_2021_Economic_GWh_Before Competition Groups_74 | Door Gasket Freezer/Refrigerator | 0% | 0 | 0 | Commercial_2021_Economic_GWh_Before Competition Groups_Door Gasket Freezer/Refrigerator
Commercial | Com ¦ Efficient compressor motor | 2021 | Economic | GWh | Before Competition Groups | 0 | 0 | 0 | 11947.5183 | 0 | 75 | Commercial_2021_Economic_GWh_Before Competition Groups_75 | Efficient compressor motor | 0% | 0 | 0 | Commercial_2021_Economic_GWh_Before Competition Groups_Efficient compressor motor
Commercial | Com ¦ Indoor Daylight Sensors/Photocell Dimming Control | 2021 | Economic | GWh | Before Competition Groups | 0 | 0 | 0 | 11947.5183 | 0 | 76 | Commercial_2021_Economic_GWh_Before Competition Groups_76 | Indoor Daylight Sensors/Photocell Dimming Control | 0% | 0 | 0 | Commercial_2021_Economic_GWh_Before Competition Groups_Indoor Daylight Sensors/Photocell Dimming Control
Commercial | Com ¦ LED RECESSED DOWNLIGHTS | 2021 | Economic | GWh | Before Competition Groups | 0 | 0 | 0 | 11947.5183 | 0 | 77 | Commercial_2021_Economic_GWh_Before Competition Groups_77 | LED RECESSED DOWNLIGHTS | 0% | 0 | 0 | Commercial_2021_Economic_GWh_Before Competition Groups_LED RECESSED DOWNLIGHTS
Commercial | Com ¦ Networked/Connected - Low Impact Application | 2021 | Economic | GWh | Before Competition Groups | 0 | 0 | 0 | 11947.5183 | 0 | 78 | Commercial_2021_Economic_GWh_Before Competition Groups_78 | Networked/Connected - Low Impact Application | 0% | 0 | 0 | Commercial_2021_Economic_GWh_Before Competition Groups_Networked/Connected - Low Impact Application
Commercial | Com ¦ Notched V belts for HVAC Systems | 2021 | Economic | GWh | Before Competition Groups | 0 | 0 | 0 | 11947.5183 | 0 | 79 | Commercial_2021_Economic_GWh_Before Competition Groups_79 | Notched V belts for HVAC Systems | 0% | 0 | 0 | Commercial_2021_Economic_GWh_Before Competition Groups_Notched V belts for HVAC Systems
Commercial | Com ¦ Variable Refrigerant Flow Heat Pump | 2021 | Economic | GWh | Before Competition Groups | 0 | 0 | 0 | 11947.5183 | 0 | 80 | Commercial_2021_Economic_GWh_Before Competition Groups_80 | Variable Refrigerant Flow Heat Pump | 0% | 0 | 0 | Commercial_2021_Economic_GWh_Before Competition Groups_Variable Refrigerant Flow Heat Pump
Commercial | Com ¦ ENERGY STAR LED LAMPS (REFLECTOR LAMPs/MR16/PAR 16) | 2021 | SC A | GWh | Before Competition Groups | 358.6145 | 0 | 0 | 1822.0099 | 0.19682 | 1 | Commercial_2021_SC A_GWh_Before Competition Groups_1 | ENERGY STAR LED LAMPS (REFLECTOR LAMPs/MR16/PAR 16) | 19.68% | 0 | 358.6145 | Commercial_2021_SC A_GWh_Before Competition Groups_ENERGY STAR LED LAMPS (REFLECTOR LAMPs/MR16/PAR 16)
Commercial | Com ¦ LED parking lot fixture | 2021 | SC A | GWh | Before Competition Groups | 193.4246 | 0 | 0 | 1822.0099 | 0.10616 | 2 | Commercial_2021_SC A_GWh_Before Competition Groups_2 | LED parking lot fixture | 10.62% | 0 | 193.4246 | Commercial_2021_SC A_GWh_Before Competition Groups_LED parking lot fixture
Commercial | Com ¦ LED EXTERIOR AREA LIGHTS - LED fixture (200W) | 2021 | SC A | GWh | Before Competition Groups | 191.9002 | 0 | 0 | 1822.0099 | 0.10532 | 3 | Commercial_2021_SC A_GWh_Before Competition Groups_3 | LED EXTERIOR AREA LIGHTS - LED fixture (200W) | 10.53% | 0 | 191.9002 | Commercial_2021_SC A_GWh_Before Competition Groups_LED EXTERIOR AREA LIGHTS - LED fixture (200W)
Commercial | Com ¦ LED Replacement Lamp (Tube) | 2021 | SC A | GWh | Before Competition Groups | 136.7624 | 0 | 0 | 1822.0099 | 0.075061 | 4 | Commercial_2021_SC A_GWh_Before Competition Groups_4 | LED Replacement Lamp (Tube) | 7.506% | 0 | 136.7624 | Commercial_2021_SC A_GWh_Before Competition Groups_LED Replacement Lamp (Tube)
Commercial | Com ¦ LED Troffer/Surface/Suspended | 2021 | SC A | GWh | Before Competition Groups | 112.6468 | 0 | 0 | 1822.0099 | 0.061826 | 5 | Commercial_2021_SC A_GWh_Before Competition Groups_5 | LED Troffer/Surface/Suspended | 6.183% | 0 | 112.6468 | Commercial_2021_SC A_GWh_Before Competition Groups_LED Troffer/Surface/Suspended
Commercial | Com ¦ LED Low/High Bay | 2021 | SC A | GWh | Before Competition Groups | 109.3504 | 0 | 0 | 1822.0099 | 0.060016 | 6 | Commercial_2021_SC A_GWh_Before Competition Groups_6 | LED Low/High Bay | 6.002% | 0 | 109.3504 | Commercial_2021_SC A_GWh_Before Competition Groups_LED Low/High Bay
Commercial | Com ¦ LED street light fixture | 2021 | SC A | GWh | Before Competition Groups | 103.8102 | 0 | 0 | 1822.0099 | 0.056976 | 7 | Commercial_2021_SC A_GWh_Before Competition Groups_7 | LED street light fixture | 5.698% | 0 | 103.8102 | Commercial_2021_SC A_GWh_Before Competition Groups_LED street light fixture
Commercial | Com ¦ Data Center Storage/Server Virtualization | 2021 | SC A | GWh | Before Competition Groups | 72.8598 | 0 | 0 | 1822.0099 | 0.039989 | 8 | Commercial_2021_SC A_GWh_Before Competition Groups_8 | Data Center Storage/Server Virtualization | 3.999% | 0 | 72.8598 | Commercial_2021_SC A_GWh_Before Competition Groups_Data Center Storage/Server Virtualization
Commercial | Com ¦ Building Recommissioning, Operations and Maintenance (O&M) Improvements | 2021 | SC A | GWh | Before Competition Groups | 72.0541 | 0 | 0 | 1822.0099 | 0.039546 | 9 | Commercial_2021_SC A_GWh_Before Competition Groups_9 | Building Recommissioning, Operations and Maintenance (O&M) Improvements | 3.955% | 0 | 72.0541 | Commercial_2021_SC A_GWh_Before Competition Groups_Building Recommissioning, Operations and Maintenance (O&M) Improvements
Commercial | Com ¦ ENERGY STAR LED LAMPS (General Service Lamps) | 2021 | SC A | GWh | Before Competition Groups | 62.046 | 0 | 0 | 1822.0099 | 0.034054 | 10 | Commercial_2021_SC A_GWh_Before Competition Groups_10 | ENERGY STAR LED LAMPS (General Service Lamps) | 3.405% | 0 | 62.046 | Commercial_2021_SC A_GWh_Before Competition Groups_ENERGY STAR LED LAMPS (General Service Lamps)
Commercial | Com ¦ Furnace Tune-Up | 2021 | SC A | GWh | Before Competition Groups | 45.2066 | 0 | 0 | 1822.0099 | 0.024811 | 11 | Commercial_2021_SC A_GWh_Before Competition Groups_11 | Furnace Tune-Up | 2.481% | 0 | 45.2066 | Commercial_2021_SC A_GWh_Before Competition Groups_Furnace Tune-Up
Commercial | Com ¦ Reach-in Shaded Pole to ECM/PSC Evaporator Fan Motor | 2021 | SC A | GWh | Before Competition Groups | 44.9246 | 0 | 0 | 1822.0099 | 0.024657 | 12 | Commercial_2021_SC A_GWh_Before Competition Groups_12 | Reach-in Shaded Pole to ECM/PSC Evaporator Fan Motor | 2.466% | 0 | 44.9246 | Commercial_2021_SC A_GWh_Before Competition Groups_Reach-in Shaded Pole to ECM/PSC Evaporator Fan Motor
Commercial | Com ¦ High Efficiency Air Source Heat Pump | 2021 | SC A | GWh | Before Competition Groups | 44.4802 | 0 | 0 | 1822.0099 | 0.024413 | 13 | Commercial_2021_SC A_GWh_Before Competition Groups_13 | High Efficiency Air Source Heat Pump | 2.441% | 0 | 44.4802 | Commercial_2021_SC A_GWh_Before Competition Groups_High Efficiency Air Source Heat Pump
Commercial | Com ¦ LED or Equivalent Sign Lighting | 2021 | SC A | GWh | Before Competition Groups | 38.3341 | 0 | 0 | 1822.0099 | 0.021039 | 14 | Commercial_2021_SC A_GWh_Before Competition Groups_14 | LED or Equivalent Sign Lighting | 2.104% | 0 | 38.3341 | Commercial_2021_SC A_GWh_Before Competition Groups_LED or Equivalent Sign Lighting
Commercial | Com ¦ Education and Capacity Building/Energy Behavior | 2021 | SC A | GWh | Before Competition Groups | 27.5124 | 0 | 0 | 1822.0099 | 0.0151 | 15 | Commercial_2021_SC A_GWh_Before Competition Groups_15 | Education and Capacity Building/Energy Behavior | 1.51% | 0 | 27.5124 | Commercial_2021_SC A_GWh_Before Competition Groups_Education and Capacity Building/Energy Behavior
Commercial | Com ¦ Strip Curtains | 2021 | SC A | GWh | Before Competition Groups | 26.4801 | 0 | 0 | 1822.0099 | 0.014533 | 16 | Commercial_2021_SC A_GWh_Before Competition Groups_16 | Strip Curtains | 1.453% | 0 | 26.4801 | Commercial_2021_SC A_GWh_Before Competition Groups_Strip Curtains
Commercial | Com ¦ Advanced BAS/Controllers | 2021 | SC A | GWh | Before Competition Groups | 19.6439 | 0 | 0 | 1822.0099 | 0.010781 | 17 | Commercial_2021_SC A_GWh_Before Competition Groups_17 | Advanced BAS/Controllers | 1.078% | 0 | 19.6439 | Commercial_2021_SC A_GWh_Before Competition Groups_Advanced BAS/Controllers
Commercial | Com ¦ Centrally controlled desktop PC/NETWORK PC POWER MANAGEMENT SOFTWARE | 2021 | SC A | GWh | Before Competition Groups | 15.9428 | 0 | 0 | 1822.0099 | 0.0087501 | 18 | Commercial_2021_SC A_GWh_Before Competition Groups_18 | Centrally controlled desktop PC/NETWORK PC POWER MANAGEMENT SOFTWARE | 0.875% | 0 | 15.9428 | Commercial_2021_SC A_GWh_Before Competition Groups_Centrally controlled desktop PC/NETWORK PC POWER MANAGEMENT SOFTWARE
Commercial | Com ¦ Variable Frequency Drive (VFD) | 2021 | SC A | GWh | Before Competition Groups | 15.0511 | 0 | 0 | 1822.0099 | 0.0082607 | 19 | Commercial_2021_SC A_GWh_Before Competition Groups_19 | Variable Frequency Drive (VFD) | 0.8261% | 0 | 15.0511 | Commercial_2021_SC A_GWh_Before Competition Groups_Variable Frequency Drive (VFD)
Commercial | Com ¦ VFD on Pumps | 2021 | SC A | GWh | Before Competition Groups | 13.9939 | 0 | 0 | 1822.0099 | 0.0076805 | 20 | Commercial_2021_SC A_GWh_Before Competition Groups_20 | VFD on Pumps | 0.768% | 0 | 13.9939 | Commercial_2021_SC A_GWh_Before Competition Groups_VFD on Pumps
Commercial | Com ¦ Demand Control Ventilation | 2021 | SC A | GWh | Before Competition Groups | 13.4976 | 0 | 0 | 1822.0099 | 0.0074081 | 21 | Commercial_2021_SC A_GWh_Before Competition Groups_21 | Demand Control Ventilation | 0.7408% | 0 | 13.4976 | Commercial_2021_SC A_GWh_Before Competition Groups_Demand Control Ventilation
Commercial | Com ¦ Adaptive Thermostats | 2021 | SC A | GWh | Before Competition Groups | 11.7735 | 0 | 0 | 1822.0099 | 0.0064618 | 22 | Commercial_2021_SC A_GWh_Before Competition Groups_22 | Adaptive Thermostats | 0.6462% | 0 | 11.7735 | Commercial_2021_SC A_GWh_Before Competition Groups_Adaptive Thermostats
Commercial | Com ¦ Air Handler with Dedicated Outdoor Air Systems | 2021 | SC A | GWh | Before Competition Groups | 7.7404 | 0 | 0 | 1822.0099 | 0.0042483 | 23 | Commercial_2021_SC A_GWh_Before Competition Groups_23 | Air Handler with Dedicated Outdoor Air Systems | 0.4248% | 0 | 7.7404 | Commercial_2021_SC A_GWh_Before Competition Groups_Air Handler with Dedicated Outdoor Air Systems
Commercial | Com ¦ Refrigerated Display Case LED | 2021 | SC A | GWh | Before Competition Groups | 7.1585 | 0 | 0 | 1822.0099 | 0.0039289 | 24 | Commercial_2021_SC A_GWh_Before Competition Groups_24 | Refrigerated Display Case LED | 0.3929% | 0 | 7.1585 | Commercial_2021_SC A_GWh_Before Competition Groups_Refrigerated Display Case LED
Commercial | Com ¦ ECM MOTORS FOR EVAPORATOR FANS for refrigeration (WALK-IN) | 2021 | SC A | GWh | Before Competition Groups | 7.0345 | 0 | 0 | 1822.0099 | 0.0038608 | 25 | Commercial_2021_SC A_GWh_Before Competition Groups_25 | ECM MOTORS FOR EVAPORATOR FANS for refrigeration (WALK-IN) | 0.3861% | 0 | 7.0345 | Commercial_2021_SC A_GWh_Before Competition Groups_ECM MOTORS FOR EVAPORATOR FANS for refrigeration (WALK-IN)
Commercial | Com ¦ Condensing Unit Heaters or other Efficient Unit Heating System | 2021 | SC A | GWh | Before Competition Groups | 6.7989 | 0 | 0 | 1822.0099 | 0.0037316 | 26 | Commercial_2021_SC A_GWh_Before Competition Groups_26 | Condensing Unit Heaters or other Efficient Unit Heating System | 0.3732% | 0 | 6.7989 | Commercial_2021_SC A_GWh_Before Competition Groups_Condensing Unit Heaters or other Efficient Unit Heating System
Commercial | Com ¦ ENERGY STAR Griddle (74% eff) | 2021 | SC A | GWh | Before Competition Groups | 6.2215 | 0 | 0 | 1822.0099 | 0.0034147 | 27 | Commercial_2021_SC A_GWh_Before Competition Groups_27 | ENERGY STAR Griddle (74% eff) | 0.3415% | 0 | 6.2215 | Commercial_2021_SC A_GWh_Before Competition Groups_ENERGY STAR Griddle (74% eff)
Commercial | Com ¦ Evaporator Fan Controls | 2021 | SC A | GWh | Before Competition Groups | 5.6352 | 0 | 0 | 1822.0099 | 0.0030929 | 28 | Commercial_2021_SC A_GWh_Before Competition Groups_28 | Evaporator Fan Controls | 0.3093% | 0 | 5.6352 | Commercial_2021_SC A_GWh_Before Competition Groups_Evaporator Fan Controls
Commercial | Com ¦ Demand Control Kitchen Ventilation | 2021 | SC A | GWh | Before Competition Groups | 5.3648 | 0 | 0 | 1822.0099 | 0.0029444 | 29 | Commercial_2021_SC A_GWh_Before Competition Groups_29 | Demand Control Kitchen Ventilation | 0.2944% | 0 | 5.3648 | Commercial_2021_SC A_GWh_Before Competition Groups_Demand Control Kitchen Ventilation
Commercial | Com ¦ Refrigerated Display Case Doors | 2021 | SC A | GWh | Before Competition Groups | 4.964 | 0 | 0 | 1822.0099 | 0.0027245 | 30 | Commercial_2021_SC A_GWh_Before Competition Groups_30 | Refrigerated Display Case Doors | 0.2724% | 0 | 4.964 | Commercial_2021_SC A_GWh_Before Competition Groups_Refrigerated Display Case Doors
Commercial | Com ¦ Freezer Case Light Sensor | 2021 | SC A | GWh | Before Competition Groups | 4.9058 | 0 | 0 | 1822.0099 | 0.0026925 | 31 | Commercial_2021_SC A_GWh_Before Competition Groups_31 | Freezer Case Light Sensor | 0.2693% | 0 | 4.9058 | Commercial_2021_SC A_GWh_Before Competition Groups_Freezer Case Light Sensor
Commercial | Com ¦ Occupancy Sensors | 2021 | SC A | GWh | Before Competition Groups | 4.6343 | 0 | 0 | 1822.0099 | 0.0025435 | 32 | Commercial_2021_SC A_GWh_Before Competition Groups_32 | Occupancy Sensors | 0.2544% | 0 | 4.6343 | Commercial_2021_SC A_GWh_Before Competition Groups_Occupancy Sensors
Commercial | Com ¦ Chilled Water Optimization | 2021 | SC A | GWh | Before Competition Groups | 3.7526 | 0 | 0 | 1822.0099 | 0.0020596 | 33 | Commercial_2021_SC A_GWh_Before Competition Groups_33 | Chilled Water Optimization | 0.206% | 0 | 3.7526 | Commercial_2021_SC A_GWh_Before Competition Groups_Chilled Water Optimization
Commercial | Com ¦ Unitary Air-Conditioning Unit | 2021 | SC A | GWh | Before Competition Groups | 3.1028 | 0 | 0 | 1822.0099 | 0.0017029 | 34 | Commercial_2021_SC A_GWh_Before Competition Groups_34 | Unitary Air-Conditioning Unit | 0.1703% | 0 | 3.1028 | Commercial_2021_SC A_GWh_Before Competition Groups_Unitary Air-Conditioning Unit
Commercial | Com ¦ ENERGY STAR Fryer (84% eff) | 2021 | SC A | GWh | Before Competition Groups | 2.1968 | 0 | 0 | 1822.0099 | 0.0012057 | 35 | Commercial_2021_SC A_GWh_Before Competition Groups_35 | ENERGY STAR Fryer (84% eff) | 0.1206% | 0 | 2.1968 | Commercial_2021_SC A_GWh_Before Competition Groups_ENERGY STAR Fryer (84% eff)
Commercial | Com ¦ Temperature Adjustment in Commercial Freezers | 2021 | SC A | GWh | Before Competition Groups | 2.1569 | 0 | 0 | 1822.0099 | 0.0011838 | 36 | Commercial_2021_SC A_GWh_Before Competition Groups_36 | Temperature Adjustment in Commercial Freezers | 0.1184% | 0 | 2.1569 | Commercial_2021_SC A_GWh_Before Competition Groups_Temperature Adjustment in Commercial Freezers
Commercial | Com ¦ Elec Storage WH 2.30 Et | 2021 | SC A | GWh | Before Competition Groups | 2.065 | 0 | 0 | 1822.0099 | 0.0011334 | 37 | Commercial_2021_SC A_GWh_Before Competition Groups_37 | Elec Storage WH 2.30 Et | 0.1133% | 0 | 2.065 | Commercial_2021_SC A_GWh_Before Competition Groups_Elec Storage WH 2.30 Et
Commercial | Com ¦ Outside Air Economizer | 2021 | SC A | GWh | Before Competition Groups | 1.8882 | 0 | 0 | 1822.0099 | 0.0010363 | 38 | Commercial_2021_SC A_GWh_Before Competition Groups_38 | Outside Air Economizer | 0.1036% | 0 | 1.8882 | Commercial_2021_SC A_GWh_Before Competition Groups_Outside Air Economizer
Commercial | Com ¦ CO Sensors for parking garage exhaust fans | 2021 | SC A | GWh | Before Competition Groups | 1.7654 | 0 | 0 | 1822.0099 | 0.00096893 | 39 | Commercial_2021_SC A_GWh_Before Competition Groups_39 | CO Sensors for parking garage exhaust fans | 0.09689% | 0 | 1.7654 | Commercial_2021_SC A_GWh_Before Competition Groups_CO Sensors for parking garage exhaust fans
Commercial | Com ¦ Vertical Night Covers | 2021 | SC A | GWh | Before Competition Groups | 1.6416 | 0 | 0 | 1822.0099 | 0.00090097 | 40 | Commercial_2021_SC A_GWh_Before Competition Groups_40 | Vertical Night Covers | 0.0901% | 0 | 1.6416 | Commercial_2021_SC A_GWh_Before Competition Groups_Vertical Night Covers
Commercial | Com ¦ BEVERAGE VENDING MACHINE CONTROLS | 2021 | SC A | GWh | Before Competition Groups | 1.6272 | 0 | 0 | 1822.0099 | 0.00089307 | 41 | Commercial_2021_SC A_GWh_Before Competition Groups_41 | BEVERAGE VENDING MACHINE CONTROLS | 0.08931% | 0 | 1.6272 | Commercial_2021_SC A_GWh_Before Competition Groups_BEVERAGE VENDING MACHINE CONTROLS
Commercial | Com ¦ Energy Efficient Laboratory Fume Hood | 2021 | SC A | GWh | Before Competition Groups | 1.5642 | 0 | 0 | 1822.0099 | 0.0008585 | 42 | Commercial_2021_SC A_GWh_Before Competition Groups_42 | Energy Efficient Laboratory Fume Hood | 0.08585% | 0 | 1.5642 | Commercial_2021_SC A_GWh_Before Competition Groups_Energy Efficient Laboratory Fume Hood
Commercial | Com ¦ Duct Insulation, R8 | 2021 | SC A | GWh | Before Competition Groups | 1.4874 | 0 | 0 | 1822.0099 | 0.00081635 | 43 | Commercial_2021_SC A_GWh_Before Competition Groups_43 | Duct Insulation, R8 | 0.08164% | 0 | 1.4874 | Commercial_2021_SC A_GWh_Before Competition Groups_Duct Insulation, R8
Commercial | Com ¦ Water Heating (DHW) Pipe Insulation (Add 3/4\ Foam)" | 2021 | SC A | GWh | Before Competition Groups | 1.4459 | 0 | 0 | 1822.0099 | 0.00079355 | 44 | Commercial_2021_SC A_GWh_Before Competition Groups_44 | Water Heating (DHW) Pipe Insulation (Add 3/4\ Foam)" | 0.07936% | 0 | 1.4459 | Commercial_2021_SC A_GWh_Before Competition Groups_Water Heating (DHW) Pipe Insulation (Add 3/4\ Foam)"
Commercial | Com ¦ Thermostat Setback | 2021 | SC A | GWh | Before Competition Groups | 1.0653 | 0 | 0 | 1822.0099 | 0.00058466 | 45 | Commercial_2021_SC A_GWh_Before Competition Groups_45 | Thermostat Setback | 0.05847% | 0 | 1.0653 | Commercial_2021_SC A_GWh_Before Competition Groups_Thermostat Setback
Commercial | Com ¦ ENERGY STAR Steam Cookers | 2021 | SC A | GWh | Before Competition Groups | 1.0482 | 0 | 0 | 1822.0099 | 0.00057528 | 46 | Commercial_2021_SC A_GWh_Before Competition Groups_46 | ENERGY STAR Steam Cookers | 0.05753% | 0 | 1.0482 | Commercial_2021_SC A_GWh_Before Competition Groups_ENERGY STAR Steam Cookers
Commercial | Com ¦ ENERGY STAR Dishwasher | 2021 | SC A | GWh | Before Competition Groups | 1.0234 | 0 | 0 | 1822.0099 | 0.0005617 | 47 | Commercial_2021_SC A_GWh_Before Competition Groups_47 | ENERGY STAR Dishwasher | 0.05617% | 0 | 1.0234 | Commercial_2021_SC A_GWh_Before Competition Groups_ENERGY STAR Dishwasher
Commercial | Com ¦ Water Source Heat Pump (4 ton) | 2021 | SC A | GWh | Before Competition Groups | 0.90749 | 0 | 0 | 1822.0099 | 0.00049807 | 48 | Commercial_2021_SC A_GWh_Before Competition Groups_48 | Water Source Heat Pump (4 ton) | 0.04981% | 0 | 0.90749 | Commercial_2021_SC A_GWh_Before Competition Groups_Water Source Heat Pump (4 ton)
Commercial | Com ¦ Suction Pipe Insulation Freezer/Refrigerator | 2021 | SC A | GWh | Before Competition Groups | 0.88953 | 0 | 0 | 1822.0099 | 0.00048822 | 49 | Commercial_2021_SC A_GWh_Before Competition Groups_49 | Suction Pipe Insulation Freezer/Refrigerator | 0.04882% | 0 | 0.88953 | Commercial_2021_SC A_GWh_Before Competition Groups_Suction Pipe Insulation Freezer/Refrigerator
Commercial | Com ¦ Ozone Laundry Treatment | 2021 | SC A | GWh | Before Competition Groups | 0.35762 | 0 | 0 | 1822.0099 | 0.00019628 | 50 | Commercial_2021_SC A_GWh_Before Competition Groups_50 | Ozone Laundry Treatment | 0.01963% | 0 | 0.35762 | Commercial_2021_SC A_GWh_Before Competition Groups_Ozone Laundry Treatment
Commercial | Com ¦ Demand controlled Circulating Systems | 2021 | SC A | GWh | Before Competition Groups | 0.30403 | 0 | 0 | 1822.0099 | 0.00016686 | 51 | Commercial_2021_SC A_GWh_Before Competition Groups_51 | Demand controlled Circulating Systems | 0.01669% | 0 | 0.30403 | Commercial_2021_SC A_GWh_Before Competition Groups_Demand controlled Circulating Systems
Commercial | Com ¦ ECM MOTORS FOR HVAC APPLICATION (FAN-POWERED VAV BOX) | 2021 | SC A | GWh | Before Competition Groups | 0.22466 | 0 | 0 | 1822.0099 | 0.0001233 | 52 | Commercial_2021_SC A_GWh_Before Competition Groups_52 | ECM MOTORS FOR HVAC APPLICATION (FAN-POWERED VAV BOX) | 0.01233% | 0 | 0.22466 | Commercial_2021_SC A_GWh_Before Competition Groups_ECM MOTORS FOR HVAC APPLICATION (FAN-POWERED VAV BOX)
Commercial | Com ¦ CEE Tier 2/Energy Star Clothes Washers | 2021 | SC A | GWh | Before Competition Groups | 0.2023 | 0 | 0 | 1822.0099 | 0.00011103 | 53 | Commercial_2021_SC A_GWh_Before Competition Groups_53 | CEE Tier 2/Energy Star Clothes Washers | 0.0111% | 0 | 0.2023 | Commercial_2021_SC A_GWh_Before Competition Groups_CEE Tier 2/Energy Star Clothes Washers
Commercial | Com ¦ Low Flow Pre-Rinse Spray Nozzle | 2021 | SC A | GWh | Before Competition Groups | 0.11792 | 0 | 0 | 1822.0099 | 6.4721e-05 | 54 | Commercial_2021_SC A_GWh_Before Competition Groups_54 | Low Flow Pre-Rinse Spray Nozzle | 0.006472% | 0 | 0.11792 | Commercial_2021_SC A_GWh_Before Competition Groups_Low Flow Pre-Rinse Spray Nozzle
Commercial | Com ¦ HVAC Optimization | 2021 | SC A | GWh | Before Competition Groups | 0.10507 | 0 | 0 | 1822.0099 | 5.7667e-05 | 55 | Commercial_2021_SC A_GWh_Before Competition Groups_55 | HVAC Optimization | 0.005767% | 0 | 0.10507 | Commercial_2021_SC A_GWh_Before Competition Groups_HVAC Optimization
Commercial | Com ¦ Auto Off Time Switch or Time Clock control | 2021 | SC A | GWh | Before Competition Groups | 0.082452 | 0 | 0 | 1822.0099 | 4.5253e-05 | 56 | Commercial_2021_SC A_GWh_Before Competition Groups_56 | Auto Off Time Switch or Time Clock control | 0.004525% | 0 | 0.082452 | Commercial_2021_SC A_GWh_Before Competition Groups_Auto Off Time Switch or Time Clock control
Commercial | COM ¦ Ductless Mini-Split Heat Pumps | 2021 | SC A | GWh | Before Competition Groups | 0.068619 | 0 | 0 | 1822.0099 | 3.7661e-05 | 57 | Commercial_2021_SC A_GWh_Before Competition Groups_57 | Ductless Mini-Split Heat Pumps | 0.003766% | 0 | 0.068619 | Commercial_2021_SC A_GWh_Before Competition Groups_Ductless Mini-Split Heat Pumps
Commercial | Com ¦ Commercial Hot Food Holding Cabinets | 2021 | SC A | GWh | Before Competition Groups | 0.030559 | 0 | 0 | 1822.0099 | 1.6772e-05 | 58 | Commercial_2021_SC A_GWh_Before Competition Groups_58 | Commercial Hot Food Holding Cabinets | 0.001677% | 0 | 0.030559 | Commercial_2021_SC A_GWh_Before Competition Groups_Commercial Hot Food Holding Cabinets
Commercial | Com ¦ Air Curtains | 2021 | SC A | GWh | Before Competition Groups | 0.023552 | 0 | 0 | 1822.0099 | 1.2927e-05 | 59 | Commercial_2021_SC A_GWh_Before Competition Groups_59 | Air Curtains | 0.001293% | 0 | 0.023552 | Commercial_2021_SC A_GWh_Before Competition Groups_Air Curtains
Commercial | Com ¦ LLLC - Low Impact Application | 2021 | SC A | GWh | Before Competition Groups | 0.021963 | 0 | 0 | 1822.0099 | 1.2054e-05 | 60 | Commercial_2021_SC A_GWh_Before Competition Groups_60 | LLLC - Low Impact Application | 0.001205% | 0 | 0.021963 | Commercial_2021_SC A_GWh_Before Competition Groups_LLLC - Low Impact Application
Commercial | Com ¦ PTAC (12 EER/10,000 BTU) | 2021 | SC A | GWh | Before Competition Groups | 0.016961 | 0 | 0 | 1822.0099 | 9.3092e-06 | 61 | Commercial_2021_SC A_GWh_Before Competition Groups_61 | PTAC (12 EER/10,000 BTU) | 0.0009309% | 0 | 0.016961 | Commercial_2021_SC A_GWh_Before Competition Groups_PTAC (12 EER/10,000 BTU)
Commercial | Com ¦ Solar Water Preheat (Pools/DHW) | 2021 | SC A | GWh | Before Competition Groups | 0.016882 | 0 | 0 | 1822.0099 | 9.2658e-06 | 62 | Commercial_2021_SC A_GWh_Before Competition Groups_62 | Solar Water Preheat (Pools/DHW) | 0.0009266% | 0 | 0.016882 | Commercial_2021_SC A_GWh_Before Competition Groups_Solar Water Preheat (Pools/DHW)
Commercial | Com ¦ LLLC - High Impact Application | 2021 | SC A | GWh | Before Competition Groups | 0.016135 | 0 | 0 | 1822.0099 | 8.8557e-06 | 63 | Commercial_2021_SC A_GWh_Before Competition Groups_63 | LLLC - High Impact Application | 0.0008856% | 0 | 0.016135 | Commercial_2021_SC A_GWh_Before Competition Groups_LLLC - High Impact Application
Commercial | Com ¦ Wall Insulation | 2021 | SC A | GWh | Before Competition Groups | 0.01333 | 0 | 0 | 1822.0099 | 7.3161e-06 | 64 | Commercial_2021_SC A_GWh_Before Competition Groups_64 | Wall Insulation | 0.0007316% | 0 | 0.01333 | Commercial_2021_SC A_GWh_Before Competition Groups_Wall Insulation
Commercial | Com ¦ VSD Air Compressor | 2021 | SC A | GWh | Before Competition Groups | 0.0050228 | 0 | 0 | 1822.0099 | 2.7567e-06 | 65 | Commercial_2021_SC A_GWh_Before Competition Groups_65 | VSD Air Compressor | 0.0002757% | 0 | 0.0050228 | Commercial_2021_SC A_GWh_Before Competition Groups_VSD Air Compressor
Commercial | Com ¦ Energy Recovery Ventilation and Ventilation (Enhanced) | 2021 | SC A | GWh | Before Competition Groups | 0.0026458 | 0 | 0 | 1822.0099 | 1.4522e-06 | 66 | Commercial_2021_SC A_GWh_Before Competition Groups_66 | Energy Recovery Ventilation and Ventilation (Enhanced) | 0.0001452% | 0 | 0.0026458 | Commercial_2021_SC A_GWh_Before Competition Groups_Energy Recovery Ventilation and Ventilation (Enhanced)
Commercial | Com ¦ EC Plug Fan for Data Center (under cabinet) | 2021 | SC A | GWh | Before Competition Groups | 0.0017932 | 0 | 0 | 1822.0099 | 9.8418e-07 | 67 | Commercial_2021_SC A_GWh_Before Competition Groups_67 | EC Plug Fan for Data Center (under cabinet) | 9.842e-05% | 0 | 0.0017932 | Commercial_2021_SC A_GWh_Before Competition Groups_EC Plug Fan for Data Center (under cabinet)
Commercial | Com ¦ High Efficiency Chiller (avg of water and air cooled) | 2021 | SC A | GWh | Before Competition Groups | 0.0011352 | 0 | 0 | 1822.0099 | 6.2304e-07 | 68 | Commercial_2021_SC A_GWh_Before Competition Groups_68 | High Efficiency Chiller (avg of water and air cooled) | 6.23e-05% | 0 | 0.0011352 | Commercial_2021_SC A_GWh_Before Competition Groups_High Efficiency Chiller (avg of water and air cooled)
Commercial | Com ¦ Electric Convection Combination Ovens | 2021 | SC A | GWh | Before Competition Groups | 0.00062513 | 0 | 0 | 1822.0099 | 3.431e-07 | 69 | Commercial_2021_SC A_GWh_Before Competition Groups_69 | Electric Convection Combination Ovens | 3.431e-05% | 0 | 0.00062513 | Commercial_2021_SC A_GWh_Before Competition Groups_Electric Convection Combination Ovens
Commercial | Com ¦ Room AC (w/ louvered sides) 14 SEER from 12 SEER code | 2021 | SC A | GWh | Before Competition Groups | 0.00062496 | 0 | 0 | 1822.0099 | 3.4301e-07 | 70 | Commercial_2021_SC A_GWh_Before Competition Groups_70 | Room AC (w/ louvered sides) 14 SEER from 12 SEER code | 3.43e-05% | 0 | 0.00062496 | Commercial_2021_SC A_GWh_Before Competition Groups_Room AC (w/ louvered sides) 14 SEER from 12 SEER code
Commercial | Com ¦ Networked/Connected - High Impact Application | 2021 | SC A | GWh | Before Competition Groups | 0.00041707 | 0 | 0 | 1822.0099 | 2.289e-07 | 71 | Commercial_2021_SC A_GWh_Before Competition Groups_71 | Networked/Connected - High Impact Application | 2.289e-05% | 0 | 0.00041707 | Commercial_2021_SC A_GWh_Before Competition Groups_Networked/Connected - High Impact Application
Commercial | Com ¦ High Efficiency Small Instantaneous Water Heater | 2021 | SC A | GWh | Before Competition Groups | 1.573e-05 | 0 | 0 | 1822.0099 | 8.6336e-09 | 72 | Commercial_2021_SC A_GWh_Before Competition Groups_72 | High Efficiency Small Instantaneous Water Heater | 8.634e-07% | 0 | 1.573e-05 | Commercial_2021_SC A_GWh_Before Competition Groups_High Efficiency Small Instantaneous Water Heater
Commercial | Com ¦ Condensing Make Up Air Unit | 2021 | SC A | GWh | Before Competition Groups | 0 | 0 | 0 | 1822.0099 | 0 | 73 | Commercial_2021_SC A_GWh_Before Competition Groups_73 | Condensing Make Up Air Unit | 0% | 0 | 0 | Commercial_2021_SC A_GWh_Before Competition Groups_Condensing Make Up Air Unit
Commercial | Com ¦ Door Gasket Freezer/Refrigerator | 2021 | SC A | GWh | Before Competition Groups | 0 | 0 | 0 | 1822.0099 | 0 | 74 | Commercial_2021_SC A_GWh_Before Competition Groups_74 | Door Gasket Freezer/Refrigerator | 0% | 0 | 0 | Commercial_2021_SC A_GWh_Before Competition Groups_Door Gasket Freezer/Refrigerator
Commercial | Com ¦ Efficient compressor motor | 2021 | SC A | GWh | Before Competition Groups | 0 | 0 | 0 | 1822.0099 | 0 | 75 | Commercial_2021_SC A_GWh_Before Competition Groups_75 | Efficient compressor motor | 0% | 0 | 0 | Commercial_2021_SC A_GWh_Before Competition Groups_Efficient compressor motor
Commercial | Com ¦ Indoor Daylight Sensors/Photocell Dimming Control | 2021 | SC A | GWh | Before Competition Groups | 0 | 0 | 0 | 1822.0099 | 0 | 76 | Commercial_2021_SC A_GWh_Before Competition Groups_76 | Indoor Daylight Sensors/Photocell Dimming Control | 0% | 0 | 0 | Commercial_2021_SC A_GWh_Before Competition Groups_Indoor Daylight Sensors/Photocell Dimming Control
Commercial | Com ¦ LED RECESSED DOWNLIGHTS | 2021 | SC A | GWh | Before Competition Groups | 0 | 0 | 0 | 1822.0099 | 0 | 77 | Commercial_2021_SC A_GWh_Before Competition Groups_77 | LED RECESSED DOWNLIGHTS | 0% | 0 | 0 | Commercial_2021_SC A_GWh_Before Competition Groups_LED RECESSED DOWNLIGHTS
Commercial | Com ¦ Networked/Connected - Low Impact Application | 2021 | SC A | GWh | Before Competition Groups | 0 | 0 | 0 | 1822.0099 | 0 | 78 | Commercial_2021_SC A_GWh_Before Competition Groups_78 | Networked/Connected - Low Impact Application | 0% | 0 | 0 | Commercial_2021_SC A_GWh_Before Competition Groups_Networked/Connected - Low Impact Application
Commercial | Com ¦ Notched V belts for HVAC Systems | 2021 | SC A | GWh | Before Competition Groups | 0 | 0 | 0 | 1822.0099 | 0 | 79 | Commercial_2021_SC A_GWh_Before Competition Groups_79 | Notched V belts for HVAC Systems | 0% | 0 | 0 | Commercial_2021_SC A_GWh_Before Competition Groups_Notched V belts for HVAC Systems
Commercial | Com ¦ Variable Refrigerant Flow Heat Pump | 2021 | SC A | GWh | Before Competition Groups | 0 | 0 | 0 | 1822.0099 | 0 | 80 | Commercial_2021_SC A_GWh_Before Competition Groups_80 | Variable Refrigerant Flow Heat Pump | 0% | 0 | 0 | Commercial_2021_SC A_GWh_Before Competition Groups_Variable Refrigerant Flow Heat Pump
Commercial | Com ¦ ENERGY STAR LED LAMPS (REFLECTOR LAMPs/MR16/PAR 16) | 2021 | SC B | GWh | Before Competition Groups | 358.6145 | 0 | 0 | 2305.6034 | 0.15554 | 1 | Commercial_2021_SC B_GWh_Before Competition Groups_1 | ENERGY STAR LED LAMPS (REFLECTOR LAMPs/MR16/PAR 16) | 15.55% | 0 | 358.6145 | Commercial_2021_SC B_GWh_Before Competition Groups_ENERGY STAR LED LAMPS (REFLECTOR LAMPs/MR16/PAR 16)
Commercial | Com ¦ LED parking lot fixture | 2021 | SC B | GWh | Before Competition Groups | 193.4246 | 0 | 0 | 2305.6034 | 0.083893 | 2 | Commercial_2021_SC B_GWh_Before Competition Groups_2 | LED parking lot fixture | 8.389% | 0 | 193.4246 | Commercial_2021_SC B_GWh_Before Competition Groups_LED parking lot fixture
Commercial | Com ¦ LED EXTERIOR AREA LIGHTS - LED fixture (200W) | 2021 | SC B | GWh | Before Competition Groups | 191.9221 | 0 | 0 | 2305.6034 | 0.083242 | 3 | Commercial_2021_SC B_GWh_Before Competition Groups_3 | LED EXTERIOR AREA LIGHTS - LED fixture (200W) | 8.324% | 0 | 191.9221 | Commercial_2021_SC B_GWh_Before Competition Groups_LED EXTERIOR AREA LIGHTS - LED fixture (200W)
Commercial | Com ¦ Education and Capacity Building/Energy Behavior | 2021 | SC B | GWh | Before Competition Groups | 137.562 | 0 | 0 | 2305.6034 | 0.059664 | 4 | Commercial_2021_SC B_GWh_Before Competition Groups_4 | Education and Capacity Building/Energy Behavior | 5.966% | 0 | 137.562 | Commercial_2021_SC B_GWh_Before Competition Groups_Education and Capacity Building/Energy Behavior
Commercial | Com ¦ LED Replacement Lamp (Tube) | 2021 | SC B | GWh | Before Competition Groups | 136.7624 | 0 | 0 | 2305.6034 | 0.059317 | 5 | Commercial_2021_SC B_GWh_Before Competition Groups_5 | LED Replacement Lamp (Tube) | 5.932% | 0 | 136.7624 | Commercial_2021_SC B_GWh_Before Competition Groups_LED Replacement Lamp (Tube)
Commercial | Com ¦ LED Troffer/Surface/Suspended | 2021 | SC B | GWh | Before Competition Groups | 129.7582 | 0 | 0 | 2305.6034 | 0.056279 | 6 | Commercial_2021_SC B_GWh_Before Competition Groups_6 | LED Troffer/Surface/Suspended | 5.628% | 0 | 129.7582 | Commercial_2021_SC B_GWh_Before Competition Groups_LED Troffer/Surface/Suspended
Commercial | Com ¦ Furnace Tune-Up | 2021 | SC B | GWh | Before Competition Groups | 121.0949 | 0 | 0 | 2305.6034 | 0.052522 | 7 | Commercial_2021_SC B_GWh_Before Competition Groups_7 | Furnace Tune-Up | 5.252% | 0 | 121.0949 | Commercial_2021_SC B_GWh_Before Competition Groups_Furnace Tune-Up
Commercial | Com ¦ LED Low/High Bay | 2021 | SC B | GWh | Before Competition Groups | 120.6438 | 0 | 0 | 2305.6034 | 0.052326 | 8 | Commercial_2021_SC B_GWh_Before Competition Groups_8 | LED Low/High Bay | 5.233% | 0 | 120.6438 | Commercial_2021_SC B_GWh_Before Competition Groups_LED Low/High Bay
Commercial | Com ¦ LED street light fixture | 2021 | SC B | GWh | Before Competition Groups | 105.3028 | 0 | 0 | 2305.6034 | 0.045673 | 9 | Commercial_2021_SC B_GWh_Before Competition Groups_9 | LED street light fixture | 4.567% | 0 | 105.3028 | Commercial_2021_SC B_GWh_Before Competition Groups_LED street light fixture
Commercial | Com ¦ Building Recommissioning, Operations and Maintenance (O&M) Improvements | 2021 | SC B | GWh | Before Competition Groups | 84.2295 | 0 | 0 | 2305.6034 | 0.036533 | 10 | Commercial_2021_SC B_GWh_Before Competition Groups_10 | Building Recommissioning, Operations and Maintenance (O&M) Improvements | 3.653% | 0 | 84.2295 | Commercial_2021_SC B_GWh_Before Competition Groups_Building Recommissioning, Operations and Maintenance (O&M) Improvements
Commercial | Com ¦ Data Center Storage/Server Virtualization | 2021 | SC B | GWh | Before Competition Groups | 80.0906 | 0 | 0 | 2305.6034 | 0.034737 | 11 | Commercial_2021_SC B_GWh_Before Competition Groups_11 | Data Center Storage/Server Virtualization | 3.474% | 0 | 80.0906 | Commercial_2021_SC B_GWh_Before Competition Groups_Data Center Storage/Server Virtualization
Commercial | Com ¦ ENERGY STAR LED LAMPS (General Service Lamps) | 2021 | SC B | GWh | Before Competition Groups | 62.046 | 0 | 0 | 2305.6034 | 0.026911 | 12 | Commercial_2021_SC B_GWh_Before Competition Groups_12 | ENERGY STAR LED LAMPS (General Service Lamps) | 2.691% | 0 | 62.046 | Commercial_2021_SC B_GWh_Before Competition Groups_ENERGY STAR LED LAMPS (General Service Lamps)
Commercial | Com ¦ Strip Curtains | 2021 | SC B | GWh | Before Competition Groups | 49.5729 | 0 | 0 | 2305.6034 | 0.021501 | 13 | Commercial_2021_SC B_GWh_Before Competition Groups_13 | Strip Curtains | 2.15% | 0 | 49.5729 | Commercial_2021_SC B_GWh_Before Competition Groups_Strip Curtains
Commercial | Com ¦ LED or Equivalent Sign Lighting | 2021 | SC B | GWh | Before Competition Groups | 47.7826 | 0 | 0 | 2305.6034 | 0.020725 | 14 | Commercial_2021_SC B_GWh_Before Competition Groups_14 | LED or Equivalent Sign Lighting | 2.072% | 0 | 47.7826 | Commercial_2021_SC B_GWh_Before Competition Groups_LED or Equivalent Sign Lighting
Commercial | Com ¦ Reach-in Shaded Pole to ECM/PSC Evaporator Fan Motor | 2021 | SC B | GWh | Before Competition Groups | 47.0535 | 0 | 0 | 2305.6034 | 0.020408 | 15 | Commercial_2021_SC B_GWh_Before Competition Groups_15 | Reach-in Shaded Pole to ECM/PSC Evaporator Fan Motor | 2.041% | 0 | 47.0535 | Commercial_2021_SC B_GWh_Before Competition Groups_Reach-in Shaded Pole to ECM/PSC Evaporator Fan Motor
Commercial | Com ¦ High Efficiency Air Source Heat Pump | 2021 | SC B | GWh | Before Competition Groups | 44.4801 | 0 | 0 | 2305.6034 | 0.019292 | 16 | Commercial_2021_SC B_GWh_Before Competition Groups_16 | High Efficiency Air Source Heat Pump | 1.929% | 0 | 44.4801 | Commercial_2021_SC B_GWh_Before Competition Groups_High Efficiency Air Source Heat Pump
Commercial | Com ¦ Variable Frequency Drive (VFD) | 2021 | SC B | GWh | Before Competition Groups | 40.3179 | 0 | 0 | 2305.6034 | 0.017487 | 17 | Commercial_2021_SC B_GWh_Before Competition Groups_17 | Variable Frequency Drive (VFD) | 1.749% | 0 | 40.3179 | Commercial_2021_SC B_GWh_Before Competition Groups_Variable Frequency Drive (VFD)
Commercial | Com ¦ Demand Control Ventilation | 2021 | SC B | GWh | Before Competition Groups | 37.7423 | 0 | 0 | 2305.6034 | 0.01637 | 18 | Commercial_2021_SC B_GWh_Before Competition Groups_18 | Demand Control Ventilation | 1.637% | 0 | 37.7423 | Commercial_2021_SC B_GWh_Before Competition Groups_Demand Control Ventilation
Commercial | Com ¦ VFD on Pumps | 2021 | SC B | GWh | Before Competition Groups | 37.6609 | 0 | 0 | 2305.6034 | 0.016335 | 19 | Commercial_2021_SC B_GWh_Before Competition Groups_19 | VFD on Pumps | 1.633% | 0 | 37.6609 | Commercial_2021_SC B_GWh_Before Competition Groups_VFD on Pumps
Commercial | Com ¦ Air Handler with Dedicated Outdoor Air Systems | 2021 | SC B | GWh | Before Competition Groups | 30.3506 | 0 | 0 | 2305.6034 | 0.013164 | 20 | Commercial_2021_SC B_GWh_Before Competition Groups_20 | Air Handler with Dedicated Outdoor Air Systems | 1.316% | 0 | 30.3506 | Commercial_2021_SC B_GWh_Before Competition Groups_Air Handler with Dedicated Outdoor Air Systems
Commercial | Com ¦ Centrally controlled desktop PC/NETWORK PC POWER MANAGEMENT SOFTWARE | 2021 | SC B | GWh | Before Competition Groups | 28.4968 | 0 | 0 | 2305.6034 | 0.01236 | 21 | Commercial_2021_SC B_GWh_Before Competition Groups_21 | Centrally controlled desktop PC/NETWORK PC POWER MANAGEMENT SOFTWARE | 1.236% | 0 | 28.4968 | Commercial_2021_SC B_GWh_Before Competition Groups_Centrally controlled desktop PC/NETWORK PC POWER MANAGEMENT SOFTWARE
Commercial | Com ¦ Adaptive Thermostats | 2021 | SC B | GWh | Before Competition Groups | 26.7587 | 0 | 0 | 2305.6034 | 0.011606 | 22 | Commercial_2021_SC B_GWh_Before Competition Groups_22 | Adaptive Thermostats | 1.161% | 0 | 26.7587 | Commercial_2021_SC B_GWh_Before Competition Groups_Adaptive Thermostats
Commercial | Com ¦ Advanced BAS/Controllers | 2021 | SC B | GWh | Before Competition Groups | 22.6659 | 0 | 0 | 2305.6034 | 0.0098308 | 23 | Commercial_2021_SC B_GWh_Before Competition Groups_23 | Advanced BAS/Controllers | 0.9831% | 0 | 22.6659 | Commercial_2021_SC B_GWh_Before Competition Groups_Advanced BAS/Controllers
Commercial | Com ¦ ECM MOTORS FOR EVAPORATOR FANS for refrigeration (WALK-IN) | 2021 | SC B | GWh | Before Competition Groups | 18.8423 | 0 | 0 | 2305.6034 | 0.0081724 | 24 | Commercial_2021_SC B_GWh_Before Competition Groups_24 | ECM MOTORS FOR EVAPORATOR FANS for refrigeration (WALK-IN) | 0.8172% | 0 | 18.8423 | Commercial_2021_SC B_GWh_Before Competition Groups_ECM MOTORS FOR EVAPORATOR FANS for refrigeration (WALK-IN)
Commercial | Com ¦ Condensing Unit Heaters or other Efficient Unit Heating System | 2021 | SC B | GWh | Before Competition Groups | 18.2122 | 0 | 0 | 2305.6034 | 0.0078991 | 25 | Commercial_2021_SC B_GWh_Before Competition Groups_25 | Condensing Unit Heaters or other Efficient Unit Heating System | 0.7899% | 0 | 18.2122 | Commercial_2021_SC B_GWh_Before Competition Groups_Condensing Unit Heaters or other Efficient Unit Heating System
Commercial | Com ¦ Freezer Case Light Sensor | 2021 | SC B | GWh | Before Competition Groups | 15.4734 | 0 | 0 | 2305.6034 | 0.0067112 | 26 | Commercial_2021_SC B_GWh_Before Competition Groups_26 | Freezer Case Light Sensor | 0.6711% | 0 | 15.4734 | Commercial_2021_SC B_GWh_Before Competition Groups_Freezer Case Light Sensor
Commercial | Com ¦ Evaporator Fan Controls | 2021 | SC B | GWh | Before Competition Groups | 15.0941 | 0 | 0 | 2305.6034 | 0.0065467 | 27 | Commercial_2021_SC B_GWh_Before Competition Groups_27 | Evaporator Fan Controls | 0.6547% | 0 | 15.0941 | Commercial_2021_SC B_GWh_Before Competition Groups_Evaporator Fan Controls
Commercial | Com ¦ Demand Control Kitchen Ventilation | 2021 | SC B | GWh | Before Competition Groups | 11.5407 | 0 | 0 | 2305.6034 | 0.0050055 | 28 | Commercial_2021_SC B_GWh_Before Competition Groups_28 | Demand Control Kitchen Ventilation | 0.5006% | 0 | 11.5407 | Commercial_2021_SC B_GWh_Before Competition Groups_Demand Control Kitchen Ventilation
Commercial | Com ¦ Refrigerated Display Case LED | 2021 | SC B | GWh | Before Competition Groups | 8.0762 | 0 | 0 | 2305.6034 | 0.0035028 | 29 | Commercial_2021_SC B_GWh_Before Competition Groups_29 | Refrigerated Display Case LED | 0.3503% | 0 | 8.0762 | Commercial_2021_SC B_GWh_Before Competition Groups_Refrigerated Display Case LED
Commercial | Com ¦ Unitary Air-Conditioning Unit | 2021 | SC B | GWh | Before Competition Groups | 7.9809 | 0 | 0 | 2305.6034 | 0.0034615 | 30 | Commercial_2021_SC B_GWh_Before Competition Groups_30 | Unitary Air-Conditioning Unit | 0.3462% | 0 | 7.9809 | Commercial_2021_SC B_GWh_Before Competition Groups_Unitary Air-Conditioning Unit
Commercial | Com ¦ Refrigerated Display Case Doors | 2021 | SC B | GWh | Before Competition Groups | 7.5881 | 0 | 0 | 2305.6034 | 0.0032912 | 31 | Commercial_2021_SC B_GWh_Before Competition Groups_31 | Refrigerated Display Case Doors | 0.3291% | 0 | 7.5881 | Commercial_2021_SC B_GWh_Before Competition Groups_Refrigerated Display Case Doors
Commercial | Com ¦ ENERGY STAR Griddle (74% eff) | 2021 | SC B | GWh | Before Competition Groups | 6.2215 | 0 | 0 | 2305.6034 | 0.0026984 | 32 | Commercial_2021_SC B_GWh_Before Competition Groups_32 | ENERGY STAR Griddle (74% eff) | 0.2698% | 0 | 6.2215 | Commercial_2021_SC B_GWh_Before Competition Groups_ENERGY STAR Griddle (74% eff)
Commercial | Com ¦ Temperature Adjustment in Commercial Freezers | 2021 | SC B | GWh | Before Competition Groups | 5.7773 | 0 | 0 | 2305.6034 | 0.0025058 | 33 | Commercial_2021_SC B_GWh_Before Competition Groups_33 | Temperature Adjustment in Commercial Freezers | 0.2506% | 0 | 5.7773 | Commercial_2021_SC B_GWh_Before Competition Groups_Temperature Adjustment in Commercial Freezers
Commercial | Com ¦ Chilled Water Optimization | 2021 | SC B | GWh | Before Competition Groups | 4.9095 | 0 | 0 | 2305.6034 | 0.0021294 | 34 | Commercial_2021_SC B_GWh_Before Competition Groups_34 | Chilled Water Optimization | 0.2129% | 0 | 4.9095 | Commercial_2021_SC B_GWh_Before Competition Groups_Chilled Water Optimization
Commercial | Com ¦ Elec Storage WH 2.30 Et | 2021 | SC B | GWh | Before Competition Groups | 4.8666 | 0 | 0 | 2305.6034 | 0.0021108 | 35 | Commercial_2021_SC B_GWh_Before Competition Groups_35 | Elec Storage WH 2.30 Et | 0.2111% | 0 | 4.8666 | Commercial_2021_SC B_GWh_Before Competition Groups_Elec Storage WH 2.30 Et
Commercial | Com ¦ CO Sensors for parking garage exhaust fans | 2021 | SC B | GWh | Before Competition Groups | 4.7111 | 0 | 0 | 2305.6034 | 0.0020433 | 36 | Commercial_2021_SC B_GWh_Before Competition Groups_36 | CO Sensors for parking garage exhaust fans | 0.2043% | 0 | 4.7111 | Commercial_2021_SC B_GWh_Before Competition Groups_CO Sensors for parking garage exhaust fans
Commercial | Com ¦ Occupancy Sensors | 2021 | SC B | GWh | Before Competition Groups | 4.6343 | 0 | 0 | 2305.6034 | 0.00201 | 37 | Commercial_2021_SC B_GWh_Before Competition Groups_37 | Occupancy Sensors | 0.201% | 0 | 4.6343 | Commercial_2021_SC B_GWh_Before Competition Groups_Occupancy Sensors
Commercial | Com ¦ Energy Efficient Laboratory Fume Hood | 2021 | SC B | GWh | Before Competition Groups | 4.4906 | 0 | 0 | 2305.6034 | 0.0019477 | 38 | Commercial_2021_SC B_GWh_Before Competition Groups_38 | Energy Efficient Laboratory Fume Hood | 0.1948% | 0 | 4.4906 | Commercial_2021_SC B_GWh_Before Competition Groups_Energy Efficient Laboratory Fume Hood
Commercial | Com ¦ Vertical Night Covers | 2021 | SC B | GWh | Before Competition Groups | 4.4774 | 0 | 0 | 2305.6034 | 0.001942 | 39 | Commercial_2021_SC B_GWh_Before Competition Groups_39 | Vertical Night Covers | 0.1942% | 0 | 4.4774 | Commercial_2021_SC B_GWh_Before Competition Groups_Vertical Night Covers
Commercial | Com ¦ BEVERAGE VENDING MACHINE CONTROLS | 2021 | SC B | GWh | Before Competition Groups | 4.1921 | 0 | 0 | 2305.6034 | 0.0018182 | 40 | Commercial_2021_SC B_GWh_Before Competition Groups_40 | BEVERAGE VENDING MACHINE CONTROLS | 0.1818% | 0 | 4.1921 | Commercial_2021_SC B_GWh_Before Competition Groups_BEVERAGE VENDING MACHINE CONTROLS
Commercial | Com ¦ Duct Insulation, R8 | 2021 | SC B | GWh | Before Competition Groups | 4.0507 | 0 | 0 | 2305.6034 | 0.0017569 | 41 | Commercial_2021_SC B_GWh_Before Competition Groups_41 | Duct Insulation, R8 | 0.1757% | 0 | 4.0507 | Commercial_2021_SC B_GWh_Before Competition Groups_Duct Insulation, R8
Commercial | Com ¦ Water Heating (DHW) Pipe Insulation (Add 3/4\ Foam)" | 2021 | SC B | GWh | Before Competition Groups | 3.8728 | 0 | 0 | 2305.6034 | 0.0016798 | 42 | Commercial_2021_SC B_GWh_Before Competition Groups_42 | Water Heating (DHW) Pipe Insulation (Add 3/4\ Foam)" | 0.168% | 0 | 3.8728 | Commercial_2021_SC B_GWh_Before Competition Groups_Water Heating (DHW) Pipe Insulation (Add 3/4\ Foam)"
Commercial | Com ¦ Outside Air Economizer | 2021 | SC B | GWh | Before Competition Groups | 3.4899 | 0 | 0 | 2305.6034 | 0.0015137 | 43 | Commercial_2021_SC B_GWh_Before Competition Groups_43 | Outside Air Economizer | 0.1514% | 0 | 3.4899 | Commercial_2021_SC B_GWh_Before Competition Groups_Outside Air Economizer
Commercial | Com ¦ Suction Pipe Insulation Freezer/Refrigerator | 2021 | SC B | GWh | Before Competition Groups | 2.4508 | 0 | 0 | 2305.6034 | 0.001063 | 44 | Commercial_2021_SC B_GWh_Before Competition Groups_44 | Suction Pipe Insulation Freezer/Refrigerator | 0.1063% | 0 | 2.4508 | Commercial_2021_SC B_GWh_Before Competition Groups_Suction Pipe Insulation Freezer/Refrigerator
Commercial | Com ¦ ENERGY STAR Fryer (84% eff) | 2021 | SC B | GWh | Before Competition Groups | 2.1968 | 0 | 0 | 2305.6034 | 0.0009528 | 45 | Commercial_2021_SC B_GWh_Before Competition Groups_45 | ENERGY STAR Fryer (84% eff) | 0.09528% | 0 | 2.1968 | Commercial_2021_SC B_GWh_Before Competition Groups_ENERGY STAR Fryer (84% eff)
Commercial | Com ¦ Water Source Heat Pump (4 ton) | 2021 | SC B | GWh | Before Competition Groups | 1.4784 | 0 | 0 | 2305.6034 | 0.00064121 | 46 | Commercial_2021_SC B_GWh_Before Competition Groups_46 | Water Source Heat Pump (4 ton) | 0.06412% | 0 | 1.4784 | Commercial_2021_SC B_GWh_Before Competition Groups_Water Source Heat Pump (4 ton)
Commercial | Com ¦ ENERGY STAR Dishwasher | 2021 | SC B | GWh | Before Competition Groups | 1.1555 | 0 | 0 | 2305.6034 | 0.00050119 | 47 | Commercial_2021_SC B_GWh_Before Competition Groups_47 | ENERGY STAR Dishwasher | 0.05012% | 0 | 1.1555 | Commercial_2021_SC B_GWh_Before Competition Groups_ENERGY STAR Dishwasher
Commercial | Com ¦ Ozone Laundry Treatment | 2021 | SC B | GWh | Before Competition Groups | 1.0808 | 0 | 0 | 2305.6034 | 0.00046878 | 48 | Commercial_2021_SC B_GWh_Before Competition Groups_48 | Ozone Laundry Treatment | 0.04688% | 0 | 1.0808 | Commercial_2021_SC B_GWh_Before Competition Groups_Ozone Laundry Treatment
Commercial | Com ¦ Thermostat Setback | 2021 | SC B | GWh | Before Competition Groups | 1.0756 | 0 | 0 | 2305.6034 | 0.00046653 | 49 | Commercial_2021_SC B_GWh_Before Competition Groups_49 | Thermostat Setback | 0.04665% | 0 | 1.0756 | Commercial_2021_SC B_GWh_Before Competition Groups_Thermostat Setback
Commercial | Com ¦ ENERGY STAR Steam Cookers | 2021 | SC B | GWh | Before Competition Groups | 1.0482 | 0 | 0 | 2305.6034 | 0.00045461 | 50 | Commercial_2021_SC B_GWh_Before Competition Groups_50 | ENERGY STAR Steam Cookers | 0.04546% | 0 | 1.0482 | Commercial_2021_SC B_GWh_Before Competition Groups_ENERGY STAR Steam Cookers
Commercial | Com ¦ Demand controlled Circulating Systems | 2021 | SC B | GWh | Before Competition Groups | 0.84335 | 0 | 0 | 2305.6034 | 0.00036578 | 51 | Commercial_2021_SC B_GWh_Before Competition Groups_51 | Demand controlled Circulating Systems | 0.03658% | 0 | 0.84335 | Commercial_2021_SC B_GWh_Before Competition Groups_Demand controlled Circulating Systems
Commercial | Com ¦ ECM MOTORS FOR HVAC APPLICATION (FAN-POWERED VAV BOX) | 2021 | SC B | GWh | Before Competition Groups | 0.47529 | 0 | 0 | 2305.6034 | 0.00020614 | 52 | Commercial_2021_SC B_GWh_Before Competition Groups_52 | ECM MOTORS FOR HVAC APPLICATION (FAN-POWERED VAV BOX) | 0.02061% | 0 | 0.47529 | Commercial_2021_SC B_GWh_Before Competition Groups_ECM MOTORS FOR HVAC APPLICATION (FAN-POWERED VAV BOX)
Commercial | Com ¦ CEE Tier 2/Energy Star Clothes Washers | 2021 | SC B | GWh | Before Competition Groups | 0.22735 | 0 | 0 | 2305.6034 | 9.8606e-05 | 53 | Commercial_2021_SC B_GWh_Before Competition Groups_53 | CEE Tier 2/Energy Star Clothes Washers | 0.009861% | 0 | 0.22735 | Commercial_2021_SC B_GWh_Before Competition Groups_CEE Tier 2/Energy Star Clothes Washers
Commercial | Com ¦ Auto Off Time Switch or Time Clock control | 2021 | SC B | GWh | Before Competition Groups | 0.21004 | 0 | 0 | 2305.6034 | 9.1098e-05 | 54 | Commercial_2021_SC B_GWh_Before Competition Groups_54 | Auto Off Time Switch or Time Clock control | 0.00911% | 0 | 0.21004 | Commercial_2021_SC B_GWh_Before Competition Groups_Auto Off Time Switch or Time Clock control
Commercial | Com ¦ Low Flow Pre-Rinse Spray Nozzle | 2021 | SC B | GWh | Before Competition Groups | 0.13595 | 0 | 0 | 2305.6034 | 5.8967e-05 | 55 | Commercial_2021_SC B_GWh_Before Competition Groups_55 | Low Flow Pre-Rinse Spray Nozzle | 0.005897% | 0 | 0.13595 | Commercial_2021_SC B_GWh_Before Competition Groups_Low Flow Pre-Rinse Spray Nozzle
Commercial | Com ¦ HVAC Optimization | 2021 | SC B | GWh | Before Competition Groups | 0.10507 | 0 | 0 | 2305.6034 | 4.5571e-05 | 56 | Commercial_2021_SC B_GWh_Before Competition Groups_56 | HVAC Optimization | 0.004557% | 0 | 0.10507 | Commercial_2021_SC B_GWh_Before Competition Groups_HVAC Optimization
Commercial | COM ¦ Ductless Mini-Split Heat Pumps | 2021 | SC B | GWh | Before Competition Groups | 0.080218 | 0 | 0 | 2305.6034 | 3.4793e-05 | 57 | Commercial_2021_SC B_GWh_Before Competition Groups_57 | Ductless Mini-Split Heat Pumps | 0.003479% | 0 | 0.080218 | Commercial_2021_SC B_GWh_Before Competition Groups_Ductless Mini-Split Heat Pumps
Commercial | Com ¦ PTAC (12 EER/10,000 BTU) | 2021 | SC B | GWh | Before Competition Groups | 0.047607 | 0 | 0 | 2305.6034 | 2.0648e-05 | 58 | Commercial_2021_SC B_GWh_Before Competition Groups_58 | PTAC (12 EER/10,000 BTU) | 0.002065% | 0 | 0.047607 | Commercial_2021_SC B_GWh_Before Competition Groups_PTAC (12 EER/10,000 BTU)
Commercial | Com ¦ Solar Water Preheat (Pools/DHW) | 2021 | SC B | GWh | Before Competition Groups | 0.044603 | 0 | 0 | 2305.6034 | 1.9345e-05 | 59 | Commercial_2021_SC B_GWh_Before Competition Groups_59 | Solar Water Preheat (Pools/DHW) | 0.001935% | 0 | 0.044603 | Commercial_2021_SC B_GWh_Before Competition Groups_Solar Water Preheat (Pools/DHW)
Commercial | Com ¦ Commercial Hot Food Holding Cabinets | 2021 | SC B | GWh | Before Competition Groups | 0.036541 | 0 | 0 | 2305.6034 | 1.5849e-05 | 60 | Commercial_2021_SC B_GWh_Before Competition Groups_60 | Commercial Hot Food Holding Cabinets | 0.001585% | 0 | 0.036541 | Commercial_2021_SC B_GWh_Before Competition Groups_Commercial Hot Food Holding Cabinets
Commercial | Com ¦ Wall Insulation | 2021 | SC B | GWh | Before Competition Groups | 0.035708 | 0 | 0 | 2305.6034 | 1.5488e-05 | 61 | Commercial_2021_SC B_GWh_Before Competition Groups_61 | Wall Insulation | 0.001549% | 0 | 0.035708 | Commercial_2021_SC B_GWh_Before Competition Groups_Wall Insulation
Commercial | Com ¦ Energy Recovery Ventilation and Ventilation (Enhanced) | 2021 | SC B | GWh | Before Competition Groups | 0.013942 | 0 | 0 | 2305.6034 | 6.047e-06 | 62 | Commercial_2021_SC B_GWh_Before Competition Groups_62 | Energy Recovery Ventilation and Ventilation (Enhanced) | 0.0006047% | 0 | 0.013942 | Commercial_2021_SC B_GWh_Before Competition Groups_Energy Recovery Ventilation and Ventilation (Enhanced)
Commercial | Com ¦ Air Curtains | 2021 | SC B | GWh | Before Competition Groups | 0.0094076 | 0 | 0 | 2305.6034 | 4.0803e-06 | 63 | Commercial_2021_SC B_GWh_Before Competition Groups_63 | Air Curtains | 0.000408% | 0 | 0.0094076 | Commercial_2021_SC B_GWh_Before Competition Groups_Air Curtains
Commercial | Com ¦ High Efficiency Chiller (avg of water and air cooled) | 2021 | SC B | GWh | Before Competition Groups | 0.0064102 | 0 | 0 | 2305.6034 | 2.7803e-06 | 64 | Commercial_2021_SC B_GWh_Before Competition Groups_64 | High Efficiency Chiller (avg of water and air cooled) | 0.000278% | 0 | 0.0064102 | Commercial_2021_SC B_GWh_Before Competition Groups_High Efficiency Chiller (avg of water and air cooled)
Commercial | Com ¦ VSD Air Compressor | 2021 | SC B | GWh | Before Competition Groups | 0.0054766 | 0 | 0 | 2305.6034 | 2.3754e-06 | 65 | Commercial_2021_SC B_GWh_Before Competition Groups_65 | VSD Air Compressor | 0.0002375% | 0 | 0.0054766 | Commercial_2021_SC B_GWh_Before Competition Groups_VSD Air Compressor
Commercial | Com ¦ Room AC (w/ louvered sides) 14 SEER from 12 SEER code | 2021 | SC B | GWh | Before Competition Groups | 0.0022047 | 0 | 0 | 2305.6034 | 9.5623e-07 | 66 | Commercial_2021_SC B_GWh_Before Competition Groups_66 | Room AC (w/ louvered sides) 14 SEER from 12 SEER code | 9.562e-05% | 0 | 0.0022047 | Commercial_2021_SC B_GWh_Before Competition Groups_Room AC (w/ louvered sides) 14 SEER from 12 SEER code
Commercial | Com ¦ EC Plug Fan for Data Center (under cabinet) | 2021 | SC B | GWh | Before Competition Groups | 0.0020852 | 0 | 0 | 2305.6034 | 9.0439e-07 | 67 | Commercial_2021_SC B_GWh_Before Competition Groups_67 | EC Plug Fan for Data Center (under cabinet) | 9.044e-05% | 0 | 0.0020852 | Commercial_2021_SC B_GWh_Before Competition Groups_EC Plug Fan for Data Center (under cabinet)
Commercial | Com ¦ Electric Convection Combination Ovens | 2021 | SC B | GWh | Before Competition Groups | 0.00065604 | 0 | 0 | 2305.6034 | 2.8454e-07 | 68 | Commercial_2021_SC B_GWh_Before Competition Groups_68 | Electric Convection Combination Ovens | 2.845e-05% | 0 | 0.00065604 | Commercial_2021_SC B_GWh_Before Competition Groups_Electric Convection Combination Ovens
Commercial | Com ¦ High Efficiency Small Instantaneous Water Heater | 2021 | SC B | GWh | Before Competition Groups | 1.6414e-05 | 0 | 0 | 2305.6034 | 7.1191e-09 | 69 | Commercial_2021_SC B_GWh_Before Competition Groups_69 | High Efficiency Small Instantaneous Water Heater | 7.119e-07% | 0 | 1.6414e-05 | Commercial_2021_SC B_GWh_Before Competition Groups_High Efficiency Small Instantaneous Water Heater
Commercial | Com ¦ LLLC - Low Impact Application | 2021 | SC B | GWh | Before Competition Groups | 9.9724e-19 | 0 | 0 | 2305.6034 | 4.3253e-22 | 70 | Commercial_2021_SC B_GWh_Before Competition Groups_70 | LLLC - Low Impact Application | 4.325e-20% | 0 | 9.9724e-19 | Commercial_2021_SC B_GWh_Before Competition Groups_LLLC - Low Impact Application
Commercial | Com ¦ LLLC - High Impact Application | 2021 | SC B | GWh | Before Competition Groups | 3.3425e-19 | 0 | 0 | 2305.6034 | 1.4497e-22 | 71 | Commercial_2021_SC B_GWh_Before Competition Groups_71 | LLLC - High Impact Application | 1.45e-20% | 0 | 3.3425e-19 | Commercial_2021_SC B_GWh_Before Competition Groups_LLLC - High Impact Application
Commercial | Com ¦ Networked/Connected - High Impact Application | 2021 | SC B | GWh | Before Competition Groups | 2.3134e-21 | 0 | 0 | 2305.6034 | 1.0034e-24 | 72 | Commercial_2021_SC B_GWh_Before Competition Groups_72 | Networked/Connected - High Impact Application | 1.003e-22% | 0 | 2.3134e-21 | Commercial_2021_SC B_GWh_Before Competition Groups_Networked/Connected - High Impact Application
Commercial | Com ¦ Condensing Make Up Air Unit | 2021 | SC B | GWh | Before Competition Groups | 0 | 0 | 0 | 2305.6034 | 0 | 73 | Commercial_2021_SC B_GWh_Before Competition Groups_73 | Condensing Make Up Air Unit | 0% | 0 | 0 | Commercial_2021_SC B_GWh_Before Competition Groups_Condensing Make Up Air Unit
Commercial | Com ¦ Door Gasket Freezer/Refrigerator | 2021 | SC B | GWh | Before Competition Groups | 0 | 0 | 0 | 2305.6034 | 0 | 74 | Commercial_2021_SC B_GWh_Before Competition Groups_74 | Door Gasket Freezer/Refrigerator | 0% | 0 | 0 | Commercial_2021_SC B_GWh_Before Competition Groups_Door Gasket Freezer/Refrigerator
Commercial | Com ¦ Efficient compressor motor | 2021 | SC B | GWh | Before Competition Groups | 0 | 0 | 0 | 2305.6034 | 0 | 75 | Commercial_2021_SC B_GWh_Before Competition Groups_75 | Efficient compressor motor | 0% | 0 | 0 | Commercial_2021_SC B_GWh_Before Competition Groups_Efficient compressor motor
Commercial | Com ¦ Indoor Daylight Sensors/Photocell Dimming Control | 2021 | SC B | GWh | Before Competition Groups | 0 | 0 | 0 | 2305.6034 | 0 | 76 | Commercial_2021_SC B_GWh_Before Competition Groups_76 | Indoor Daylight Sensors/Photocell Dimming Control | 0% | 0 | 0 | Commercial_2021_SC B_GWh_Before Competition Groups_Indoor Daylight Sensors/Photocell Dimming Control
Commercial | Com ¦ LED RECESSED DOWNLIGHTS | 2021 | SC B | GWh | Before Competition Groups | 0 | 0 | 0 | 2305.6034 | 0 | 77 | Commercial_2021_SC B_GWh_Before Competition Groups_77 | LED RECESSED DOWNLIGHTS | 0% | 0 | 0 | Commercial_2021_SC B_GWh_Before Competition Groups_LED RECESSED DOWNLIGHTS
Commercial | Com ¦ Networked/Connected - Low Impact Application | 2021 | SC B | GWh | Before Competition Groups | 0 | 0 | 0 | 2305.6034 | 0 | 78 | Commercial_2021_SC B_GWh_Before Competition Groups_78 | Networked/Connected - Low Impact Application | 0% | 0 | 0 | Commercial_2021_SC B_GWh_Before Competition Groups_Networked/Connected - Low Impact Application
Commercial | Com ¦ Notched V belts for HVAC Systems | 2021 | SC B | GWh | Before Competition Groups | 0 | 0 | 0 | 2305.6034 | 0 | 79 | Commercial_2021_SC B_GWh_Before Competition Groups_79 | Notched V belts for HVAC Systems | 0% | 0 | 0 | Commercial_2021_SC B_GWh_Before Competition Groups_Notched V belts for HVAC Systems
Commercial | Com ¦ Variable Refrigerant Flow Heat Pump | 2021 | SC B | GWh | Before Competition Groups | 0 | 0 | 0 | 2305.6034 | 0 | 80 | Commercial_2021_SC B_GWh_Before Competition Groups_80 | Variable Refrigerant Flow Heat Pump | 0% | 0 | 0 | Commercial_2021_SC B_GWh_Before Competition Groups_Variable Refrigerant Flow Heat Pump
Commercial | Com ¦ ENERGY STAR LED LAMPS (REFLECTOR LAMPs/MR16/PAR 16) | 2021 | SC C | GWh | Before Competition Groups | 358.6145 | 0 | 0 | 1873.0369 | 0.19146 | 1 | Commercial_2021_SC C_GWh_Before Competition Groups_1 | ENERGY STAR LED LAMPS (REFLECTOR LAMPs/MR16/PAR 16) | 19.15% | 0 | 358.6145 | Commercial_2021_SC C_GWh_Before Competition Groups_ENERGY STAR LED LAMPS (REFLECTOR LAMPs/MR16/PAR 16)
Commercial | Com ¦ LED parking lot fixture | 2021 | SC C | GWh | Before Competition Groups | 193.4246 | 0 | 0 | 1873.0369 | 0.10327 | 2 | Commercial_2021_SC C_GWh_Before Competition Groups_2 | LED parking lot fixture | 10.33% | 0 | 193.4246 | Commercial_2021_SC C_GWh_Before Competition Groups_LED parking lot fixture
Commercial | Com ¦ LED EXTERIOR AREA LIGHTS - LED fixture (200W) | 2021 | SC C | GWh | Before Competition Groups | 191.9221 | 0 | 0 | 1873.0369 | 0.10247 | 3 | Commercial_2021_SC C_GWh_Before Competition Groups_3 | LED EXTERIOR AREA LIGHTS - LED fixture (200W) | 10.25% | 0 | 191.9221 | Commercial_2021_SC C_GWh_Before Competition Groups_LED EXTERIOR AREA LIGHTS - LED fixture (200W)
Commercial | Com ¦ LED Replacement Lamp (Tube) | 2021 | SC C | GWh | Before Competition Groups | 136.7624 | 0 | 0 | 1873.0369 | 0.073016 | 4 | Commercial_2021_SC C_GWh_Before Competition Groups_4 | LED Replacement Lamp (Tube) | 7.302% | 0 | 136.7624 | Commercial_2021_SC C_GWh_Before Competition Groups_LED Replacement Lamp (Tube)
Commercial | Com ¦ LED Troffer/Surface/Suspended | 2021 | SC C | GWh | Before Competition Groups | 128.1499 | 0 | 0 | 1873.0369 | 0.068418 | 5 | Commercial_2021_SC C_GWh_Before Competition Groups_5 | LED Troffer/Surface/Suspended | 6.842% | 0 | 128.1499 | Commercial_2021_SC C_GWh_Before Competition Groups_LED Troffer/Surface/Suspended
Commercial | Com ¦ LED Low/High Bay | 2021 | SC C | GWh | Before Competition Groups | 119.1561 | 0 | 0 | 1873.0369 | 0.063617 | 6 | Commercial_2021_SC C_GWh_Before Competition Groups_6 | LED Low/High Bay | 6.362% | 0 | 119.1561 | Commercial_2021_SC C_GWh_Before Competition Groups_LED Low/High Bay
Commercial | Com ¦ LED street light fixture | 2021 | SC C | GWh | Before Competition Groups | 105.3028 | 0 | 0 | 1873.0369 | 0.05622 | 7 | Commercial_2021_SC C_GWh_Before Competition Groups_7 | LED street light fixture | 5.622% | 0 | 105.3028 | Commercial_2021_SC C_GWh_Before Competition Groups_LED street light fixture
Commercial | Com ¦ Data Center Storage/Server Virtualization | 2021 | SC C | GWh | Before Competition Groups | 72.8598 | 0 | 0 | 1873.0369 | 0.038899 | 8 | Commercial_2021_SC C_GWh_Before Competition Groups_8 | Data Center Storage/Server Virtualization | 3.89% | 0 | 72.8598 | Commercial_2021_SC C_GWh_Before Competition Groups_Data Center Storage/Server Virtualization
Commercial | Com ¦ Building Recommissioning, Operations and Maintenance (O&M) Improvements | 2021 | SC C | GWh | Before Competition Groups | 72.7653 | 0 | 0 | 1873.0369 | 0.038849 | 9 | Commercial_2021_SC C_GWh_Before Competition Groups_9 | Building Recommissioning, Operations and Maintenance (O&M) Improvements | 3.885% | 0 | 72.7653 | Commercial_2021_SC C_GWh_Before Competition Groups_Building Recommissioning, Operations and Maintenance (O&M) Improvements
Commercial | Com ¦ ENERGY STAR LED LAMPS (General Service Lamps) | 2021 | SC C | GWh | Before Competition Groups | 62.046 | 0 | 0 | 1873.0369 | 0.033126 | 10 | Commercial_2021_SC C_GWh_Before Competition Groups_10 | ENERGY STAR LED LAMPS (General Service Lamps) | 3.313% | 0 | 62.046 | Commercial_2021_SC C_GWh_Before Competition Groups_ENERGY STAR LED LAMPS (General Service Lamps)
Commercial | Com ¦ LED or Equivalent Sign Lighting | 2021 | SC C | GWh | Before Competition Groups | 47.7826 | 0 | 0 | 1873.0369 | 0.025511 | 11 | Commercial_2021_SC C_GWh_Before Competition Groups_11 | LED or Equivalent Sign Lighting | 2.551% | 0 | 47.7826 | Commercial_2021_SC C_GWh_Before Competition Groups_LED or Equivalent Sign Lighting
Commercial | Com ¦ Furnace Tune-Up | 2021 | SC C | GWh | Before Competition Groups | 45.2066 | 0 | 0 | 1873.0369 | 0.024135 | 12 | Commercial_2021_SC C_GWh_Before Competition Groups_12 | Furnace Tune-Up | 2.414% | 0 | 45.2066 | Commercial_2021_SC C_GWh_Before Competition Groups_Furnace Tune-Up
Commercial | Com ¦ Reach-in Shaded Pole to ECM/PSC Evaporator Fan Motor | 2021 | SC C | GWh | Before Competition Groups | 44.9246 | 0 | 0 | 1873.0369 | 0.023985 | 13 | Commercial_2021_SC C_GWh_Before Competition Groups_13 | Reach-in Shaded Pole to ECM/PSC Evaporator Fan Motor | 2.398% | 0 | 44.9246 | Commercial_2021_SC C_GWh_Before Competition Groups_Reach-in Shaded Pole to ECM/PSC Evaporator Fan Motor
Commercial | Com ¦ High Efficiency Air Source Heat Pump | 2021 | SC C | GWh | Before Competition Groups | 44.4802 | 0 | 0 | 1873.0369 | 0.023748 | 14 | Commercial_2021_SC C_GWh_Before Competition Groups_14 | High Efficiency Air Source Heat Pump | 2.375% | 0 | 44.4802 | Commercial_2021_SC C_GWh_Before Competition Groups_High Efficiency Air Source Heat Pump
Commercial | Com ¦ Education and Capacity Building/Energy Behavior | 2021 | SC C | GWh | Before Competition Groups | 27.5124 | 0 | 0 | 1873.0369 | 0.014689 | 15 | Commercial_2021_SC C_GWh_Before Competition Groups_15 | Education and Capacity Building/Energy Behavior | 1.469% | 0 | 27.5124 | Commercial_2021_SC C_GWh_Before Competition Groups_Education and Capacity Building/Energy Behavior
Commercial | Com ¦ Strip Curtains | 2021 | SC C | GWh | Before Competition Groups | 26.4809 | 0 | 0 | 1873.0369 | 0.014138 | 16 | Commercial_2021_SC C_GWh_Before Competition Groups_16 | Strip Curtains | 1.414% | 0 | 26.4809 | Commercial_2021_SC C_GWh_Before Competition Groups_Strip Curtains
Commercial | Com ¦ Advanced BAS/Controllers | 2021 | SC C | GWh | Before Competition Groups | 20.0878 | 0 | 0 | 1873.0369 | 0.010725 | 17 | Commercial_2021_SC C_GWh_Before Competition Groups_17 | Advanced BAS/Controllers | 1.072% | 0 | 20.0878 | Commercial_2021_SC C_GWh_Before Competition Groups_Advanced BAS/Controllers
Commercial | Com ¦ Centrally controlled desktop PC/NETWORK PC POWER MANAGEMENT SOFTWARE | 2021 | SC C | GWh | Before Competition Groups | 15.9428 | 0 | 0 | 1873.0369 | 0.0085118 | 18 | Commercial_2021_SC C_GWh_Before Competition Groups_18 | Centrally controlled desktop PC/NETWORK PC POWER MANAGEMENT SOFTWARE | 0.8512% | 0 | 15.9428 | Commercial_2021_SC C_GWh_Before Competition Groups_Centrally controlled desktop PC/NETWORK PC POWER MANAGEMENT SOFTWARE
Commercial | Com ¦ Demand Control Ventilation | 2021 | SC C | GWh | Before Competition Groups | 15.7374 | 0 | 0 | 1873.0369 | 0.0084021 | 19 | Commercial_2021_SC C_GWh_Before Competition Groups_19 | Demand Control Ventilation | 0.8402% | 0 | 15.7374 | Commercial_2021_SC C_GWh_Before Competition Groups_Demand Control Ventilation
Commercial | Com ¦ Variable Frequency Drive (VFD) | 2021 | SC C | GWh | Before Competition Groups | 15.0511 | 0 | 0 | 1873.0369 | 0.0080357 | 20 | Commercial_2021_SC C_GWh_Before Competition Groups_20 | Variable Frequency Drive (VFD) | 0.8036% | 0 | 15.0511 | Commercial_2021_SC C_GWh_Before Competition Groups_Variable Frequency Drive (VFD)
Commercial | Com ¦ VFD on Pumps | 2021 | SC C | GWh | Before Competition Groups | 14.0594 | 0 | 0 | 1873.0369 | 0.0075062 | 21 | Commercial_2021_SC C_GWh_Before Competition Groups_21 | VFD on Pumps | 0.7506% | 0 | 14.0594 | Commercial_2021_SC C_GWh_Before Competition Groups_VFD on Pumps
Commercial | Com ¦ Adaptive Thermostats | 2021 | SC C | GWh | Before Competition Groups | 12.8535 | 0 | 0 | 1873.0369 | 0.0068624 | 22 | Commercial_2021_SC C_GWh_Before Competition Groups_22 | Adaptive Thermostats | 0.6862% | 0 | 12.8535 | Commercial_2021_SC C_GWh_Before Competition Groups_Adaptive Thermostats
Commercial | Com ¦ Air Handler with Dedicated Outdoor Air Systems | 2021 | SC C | GWh | Before Competition Groups | 8.6549 | 0 | 0 | 1873.0369 | 0.0046208 | 23 | Commercial_2021_SC C_GWh_Before Competition Groups_23 | Air Handler with Dedicated Outdoor Air Systems | 0.4621% | 0 | 8.6549 | Commercial_2021_SC C_GWh_Before Competition Groups_Air Handler with Dedicated Outdoor Air Systems
Commercial | Com ¦ Refrigerated Display Case LED | 2021 | SC C | GWh | Before Competition Groups | 7.7063 | 0 | 0 | 1873.0369 | 0.0041143 | 24 | Commercial_2021_SC C_GWh_Before Competition Groups_24 | Refrigerated Display Case LED | 0.4114% | 0 | 7.7063 | Commercial_2021_SC C_GWh_Before Competition Groups_Refrigerated Display Case LED
Commercial | Com ¦ ECM MOTORS FOR EVAPORATOR FANS for refrigeration (WALK-IN) | 2021 | SC C | GWh | Before Competition Groups | 7.0345 | 0 | 0 | 1873.0369 | 0.0037557 | 25 | Commercial_2021_SC C_GWh_Before Competition Groups_25 | ECM MOTORS FOR EVAPORATOR FANS for refrigeration (WALK-IN) | 0.3756% | 0 | 7.0345 | Commercial_2021_SC C_GWh_Before Competition Groups_ECM MOTORS FOR EVAPORATOR FANS for refrigeration (WALK-IN)
Commercial | Com ¦ Condensing Unit Heaters or other Efficient Unit Heating System | 2021 | SC C | GWh | Before Competition Groups | 6.7989 | 0 | 0 | 1873.0369 | 0.0036299 | 26 | Commercial_2021_SC C_GWh_Before Competition Groups_26 | Condensing Unit Heaters or other Efficient Unit Heating System | 0.363% | 0 | 6.7989 | Commercial_2021_SC C_GWh_Before Competition Groups_Condensing Unit Heaters or other Efficient Unit Heating System
Commercial | Com ¦ Unitary Air-Conditioning Unit | 2021 | SC C | GWh | Before Competition Groups | 6.4711 | 0 | 0 | 1873.0369 | 0.0034549 | 27 | Commercial_2021_SC C_GWh_Before Competition Groups_27 | Unitary Air-Conditioning Unit | 0.3455% | 0 | 6.4711 | Commercial_2021_SC C_GWh_Before Competition Groups_Unitary Air-Conditioning Unit
Commercial | Com ¦ Refrigerated Display Case Doors | 2021 | SC C | GWh | Before Competition Groups | 6.4451 | 0 | 0 | 1873.0369 | 0.003441 | 28 | Commercial_2021_SC C_GWh_Before Competition Groups_28 | Refrigerated Display Case Doors | 0.3441% | 0 | 6.4451 | Commercial_2021_SC C_GWh_Before Competition Groups_Refrigerated Display Case Doors
Commercial | Com ¦ ENERGY STAR Griddle (74% eff) | 2021 | SC C | GWh | Before Competition Groups | 6.2215 | 0 | 0 | 1873.0369 | 0.0033216 | 29 | Commercial_2021_SC C_GWh_Before Competition Groups_29 | ENERGY STAR Griddle (74% eff) | 0.3322% | 0 | 6.2215 | Commercial_2021_SC C_GWh_Before Competition Groups_ENERGY STAR Griddle (74% eff)
Commercial | Com ¦ Freezer Case Light Sensor | 2021 | SC C | GWh | Before Competition Groups | 5.777 | 0 | 0 | 1873.0369 | 0.0030843 | 30 | Commercial_2021_SC C_GWh_Before Competition Groups_30 | Freezer Case Light Sensor | 0.3084% | 0 | 5.777 | Commercial_2021_SC C_GWh_Before Competition Groups_Freezer Case Light Sensor
Commercial | Com ¦ Evaporator Fan Controls | 2021 | SC C | GWh | Before Competition Groups | 5.6352 | 0 | 0 | 1873.0369 | 0.0030086 | 31 | Commercial_2021_SC C_GWh_Before Competition Groups_31 | Evaporator Fan Controls | 0.3009% | 0 | 5.6352 | Commercial_2021_SC C_GWh_Before Competition Groups_Evaporator Fan Controls
Commercial | Com ¦ Demand Control Kitchen Ventilation | 2021 | SC C | GWh | Before Competition Groups | 5.5065 | 0 | 0 | 1873.0369 | 0.0029399 | 32 | Commercial_2021_SC C_GWh_Before Competition Groups_32 | Demand Control Kitchen Ventilation | 0.294% | 0 | 5.5065 | Commercial_2021_SC C_GWh_Before Competition Groups_Demand Control Kitchen Ventilation
Commercial | Com ¦ Chilled Water Optimization | 2021 | SC C | GWh | Before Competition Groups | 4.9097 | 0 | 0 | 1873.0369 | 0.0026212 | 33 | Commercial_2021_SC C_GWh_Before Competition Groups_33 | Chilled Water Optimization | 0.2621% | 0 | 4.9097 | Commercial_2021_SC C_GWh_Before Competition Groups_Chilled Water Optimization
Commercial | Com ¦ Occupancy Sensors | 2021 | SC C | GWh | Before Competition Groups | 4.6343 | 0 | 0 | 1873.0369 | 0.0024742 | 34 | Commercial_2021_SC C_GWh_Before Competition Groups_34 | Occupancy Sensors | 0.2474% | 0 | 4.6343 | Commercial_2021_SC C_GWh_Before Competition Groups_Occupancy Sensors
Commercial | Com ¦ ENERGY STAR Fryer (84% eff) | 2021 | SC C | GWh | Before Competition Groups | 2.1968 | 0 | 0 | 1873.0369 | 0.0011729 | 35 | Commercial_2021_SC C_GWh_Before Competition Groups_35 | ENERGY STAR Fryer (84% eff) | 0.1173% | 0 | 2.1968 | Commercial_2021_SC C_GWh_Before Competition Groups_ENERGY STAR Fryer (84% eff)
Commercial | Com ¦ Temperature Adjustment in Commercial Freezers | 2021 | SC C | GWh | Before Competition Groups | 2.1569 | 0 | 0 | 1873.0369 | 0.0011515 | 36 | Commercial_2021_SC C_GWh_Before Competition Groups_36 | Temperature Adjustment in Commercial Freezers | 0.1152% | 0 | 2.1569 | Commercial_2021_SC C_GWh_Before Competition Groups_Temperature Adjustment in Commercial Freezers
Commercial | Com ¦ Elec Storage WH 2.30 Et | 2021 | SC C | GWh | Before Competition Groups | 2.0696 | 0 | 0 | 1873.0369 | 0.0011049 | 37 | Commercial_2021_SC C_GWh_Before Competition Groups_37 | Elec Storage WH 2.30 Et | 0.1105% | 0 | 2.0696 | Commercial_2021_SC C_GWh_Before Competition Groups_Elec Storage WH 2.30 Et
Commercial | Com ¦ CO Sensors for parking garage exhaust fans | 2021 | SC C | GWh | Before Competition Groups | 1.9517 | 0 | 0 | 1873.0369 | 0.001042 | 38 | Commercial_2021_SC C_GWh_Before Competition Groups_38 | CO Sensors for parking garage exhaust fans | 0.1042% | 0 | 1.9517 | Commercial_2021_SC C_GWh_Before Competition Groups_CO Sensors for parking garage exhaust fans
Commercial | Com ¦ Outside Air Economizer | 2021 | SC C | GWh | Before Competition Groups | 1.8882 | 0 | 0 | 1873.0369 | 0.0010081 | 39 | Commercial_2021_SC C_GWh_Before Competition Groups_39 | Outside Air Economizer | 0.1008% | 0 | 1.8882 | Commercial_2021_SC C_GWh_Before Competition Groups_Outside Air Economizer
Commercial | Com ¦ Energy Efficient Laboratory Fume Hood | 2021 | SC C | GWh | Before Competition Groups | 1.6745 | 0 | 0 | 1873.0369 | 0.00089399 | 40 | Commercial_2021_SC C_GWh_Before Competition Groups_40 | Energy Efficient Laboratory Fume Hood | 0.0894% | 0 | 1.6745 | Commercial_2021_SC C_GWh_Before Competition Groups_Energy Efficient Laboratory Fume Hood
Commercial | Com ¦ Vertical Night Covers | 2021 | SC C | GWh | Before Competition Groups | 1.6716 | 0 | 0 | 1873.0369 | 0.00089244 | 41 | Commercial_2021_SC C_GWh_Before Competition Groups_41 | Vertical Night Covers | 0.08924% | 0 | 1.6716 | Commercial_2021_SC C_GWh_Before Competition Groups_Vertical Night Covers
Commercial | Com ¦ BEVERAGE VENDING MACHINE CONTROLS | 2021 | SC C | GWh | Before Competition Groups | 1.6514 | 0 | 0 | 1873.0369 | 0.00088169 | 42 | Commercial_2021_SC C_GWh_Before Competition Groups_42 | BEVERAGE VENDING MACHINE CONTROLS | 0.08817% | 0 | 1.6514 | Commercial_2021_SC C_GWh_Before Competition Groups_BEVERAGE VENDING MACHINE CONTROLS
Commercial | Com ¦ Duct Insulation, R8 | 2021 | SC C | GWh | Before Competition Groups | 1.5115 | 0 | 0 | 1873.0369 | 0.00080697 | 43 | Commercial_2021_SC C_GWh_Before Competition Groups_43 | Duct Insulation, R8 | 0.0807% | 0 | 1.5115 | Commercial_2021_SC C_GWh_Before Competition Groups_Duct Insulation, R8
Commercial | Com ¦ Water Heating (DHW) Pipe Insulation (Add 3/4\ Foam)" | 2021 | SC C | GWh | Before Competition Groups | 1.4459 | 0 | 0 | 1873.0369 | 0.00077193 | 44 | Commercial_2021_SC C_GWh_Before Competition Groups_44 | Water Heating (DHW) Pipe Insulation (Add 3/4\ Foam)" | 0.07719% | 0 | 1.4459 | Commercial_2021_SC C_GWh_Before Competition Groups_Water Heating (DHW) Pipe Insulation (Add 3/4\ Foam)"
Commercial | Com ¦ Water Source Heat Pump (4 ton) | 2021 | SC C | GWh | Before Competition Groups | 1.1995 | 0 | 0 | 1873.0369 | 0.00064041 | 45 | Commercial_2021_SC C_GWh_Before Competition Groups_45 | Water Source Heat Pump (4 ton) | 0.06404% | 0 | 1.1995 | Commercial_2021_SC C_GWh_Before Competition Groups_Water Source Heat Pump (4 ton)
Commercial | Com ¦ ENERGY STAR Dishwasher | 2021 | SC C | GWh | Before Competition Groups | 1.066 | 0 | 0 | 1873.0369 | 0.00056912 | 46 | Commercial_2021_SC C_GWh_Before Competition Groups_46 | ENERGY STAR Dishwasher | 0.05691% | 0 | 1.066 | Commercial_2021_SC C_GWh_Before Competition Groups_ENERGY STAR Dishwasher
Commercial | Com ¦ Thermostat Setback | 2021 | SC C | GWh | Before Competition Groups | 1.0653 | 0 | 0 | 1873.0369 | 0.00056873 | 47 | Commercial_2021_SC C_GWh_Before Competition Groups_47 | Thermostat Setback | 0.05687% | 0 | 1.0653 | Commercial_2021_SC C_GWh_Before Competition Groups_Thermostat Setback
Commercial | Com ¦ ENERGY STAR Steam Cookers | 2021 | SC C | GWh | Before Competition Groups | 1.0482 | 0 | 0 | 1873.0369 | 0.00055961 | 48 | Commercial_2021_SC C_GWh_Before Competition Groups_48 | ENERGY STAR Steam Cookers | 0.05596% | 0 | 1.0482 | Commercial_2021_SC C_GWh_Before Competition Groups_ENERGY STAR Steam Cookers
Commercial | Com ¦ Suction Pipe Insulation Freezer/Refrigerator | 2021 | SC C | GWh | Before Competition Groups | 0.91499 | 0 | 0 | 1873.0369 | 0.00048851 | 49 | Commercial_2021_SC C_GWh_Before Competition Groups_49 | Suction Pipe Insulation Freezer/Refrigerator | 0.04885% | 0 | 0.91499 | Commercial_2021_SC C_GWh_Before Competition Groups_Suction Pipe Insulation Freezer/Refrigerator
Commercial | Com ¦ LLLC - High Impact Application | 2021 | SC C | GWh | Before Competition Groups | 0.60557 | 0 | 0 | 1873.0369 | 0.00032331 | 50 | Commercial_2021_SC C_GWh_Before Competition Groups_50 | LLLC - High Impact Application | 0.03233% | 0 | 0.60557 | Commercial_2021_SC C_GWh_Before Competition Groups_LLLC - High Impact Application
Commercial | Com ¦ Ozone Laundry Treatment | 2021 | SC C | GWh | Before Competition Groups | 0.43272 | 0 | 0 | 1873.0369 | 0.00023103 | 51 | Commercial_2021_SC C_GWh_Before Competition Groups_51 | Ozone Laundry Treatment | 0.0231% | 0 | 0.43272 | Commercial_2021_SC C_GWh_Before Competition Groups_Ozone Laundry Treatment
Commercial | Com ¦ LLLC - Low Impact Application | 2021 | SC C | GWh | Before Competition Groups | 0.33111 | 0 | 0 | 1873.0369 | 0.00017678 | 52 | Commercial_2021_SC C_GWh_Before Competition Groups_52 | LLLC - Low Impact Application | 0.01768% | 0 | 0.33111 | Commercial_2021_SC C_GWh_Before Competition Groups_LLLC - Low Impact Application
Commercial | Com ¦ Demand controlled Circulating Systems | 2021 | SC C | GWh | Before Competition Groups | 0.30712 | 0 | 0 | 1873.0369 | 0.00016397 | 53 | Commercial_2021_SC C_GWh_Before Competition Groups_53 | Demand controlled Circulating Systems | 0.0164% | 0 | 0.30712 | Commercial_2021_SC C_GWh_Before Competition Groups_Demand controlled Circulating Systems
Commercial | Com ¦ ECM MOTORS FOR HVAC APPLICATION (FAN-POWERED VAV BOX) | 2021 | SC C | GWh | Before Competition Groups | 0.22501 | 0 | 0 | 1873.0369 | 0.00012013 | 54 | Commercial_2021_SC C_GWh_Before Competition Groups_54 | ECM MOTORS FOR HVAC APPLICATION (FAN-POWERED VAV BOX) | 0.01201% | 0 | 0.22501 | Commercial_2021_SC C_GWh_Before Competition Groups_ECM MOTORS FOR HVAC APPLICATION (FAN-POWERED VAV BOX)
Commercial | Com ¦ CEE Tier 2/Energy Star Clothes Washers | 2021 | SC C | GWh | Before Competition Groups | 0.20824 | 0 | 0 | 1873.0369 | 0.00011118 | 55 | Commercial_2021_SC C_GWh_Before Competition Groups_55 | CEE Tier 2/Energy Star Clothes Washers | 0.01112% | 0 | 0.20824 | Commercial_2021_SC C_GWh_Before Competition Groups_CEE Tier 2/Energy Star Clothes Washers
Commercial | Com ¦ Low Flow Pre-Rinse Spray Nozzle | 2021 | SC C | GWh | Before Competition Groups | 0.11792 | 0 | 0 | 1873.0369 | 6.2957e-05 | 56 | Commercial_2021_SC C_GWh_Before Competition Groups_56 | Low Flow Pre-Rinse Spray Nozzle | 0.006296% | 0 | 0.11792 | Commercial_2021_SC C_GWh_Before Competition Groups_Low Flow Pre-Rinse Spray Nozzle
Commercial | Com ¦ HVAC Optimization | 2021 | SC C | GWh | Before Competition Groups | 0.10507 | 0 | 0 | 1873.0369 | 5.6096e-05 | 57 | Commercial_2021_SC C_GWh_Before Competition Groups_57 | HVAC Optimization | 0.00561% | 0 | 0.10507 | Commercial_2021_SC C_GWh_Before Competition Groups_HVAC Optimization
Commercial | Com ¦ Auto Off Time Switch or Time Clock control | 2021 | SC C | GWh | Before Competition Groups | 0.082452 | 0 | 0 | 1873.0369 | 4.402e-05 | 58 | Commercial_2021_SC C_GWh_Before Competition Groups_58 | Auto Off Time Switch or Time Clock control | 0.004402% | 0 | 0.082452 | Commercial_2021_SC C_GWh_Before Competition Groups_Auto Off Time Switch or Time Clock control
Commercial | COM ¦ Ductless Mini-Split Heat Pumps | 2021 | SC C | GWh | Before Competition Groups | 0.068619 | 0 | 0 | 1873.0369 | 3.6635e-05 | 59 | Commercial_2021_SC C_GWh_Before Competition Groups_59 | Ductless Mini-Split Heat Pumps | 0.003663% | 0 | 0.068619 | Commercial_2021_SC C_GWh_Before Competition Groups_Ductless Mini-Split Heat Pumps
Commercial | Com ¦ Commercial Hot Food Holding Cabinets | 2021 | SC C | GWh | Before Competition Groups | 0.030559 | 0 | 0 | 1873.0369 | 1.6315e-05 | 60 | Commercial_2021_SC C_GWh_Before Competition Groups_60 | Commercial Hot Food Holding Cabinets | 0.001632% | 0 | 0.030559 | Commercial_2021_SC C_GWh_Before Competition Groups_Commercial Hot Food Holding Cabinets
Commercial | Com ¦ Air Curtains | 2021 | SC C | GWh | Before Competition Groups | 0.024972 | 0 | 0 | 1873.0369 | 1.3333e-05 | 61 | Commercial_2021_SC C_GWh_Before Competition Groups_61 | Air Curtains | 0.001333% | 0 | 0.024972 | Commercial_2021_SC C_GWh_Before Competition Groups_Air Curtains
Commercial | Com ¦ PTAC (12 EER/10,000 BTU) | 2021 | SC C | GWh | Before Competition Groups | 0.017981 | 0 | 0 | 1873.0369 | 9.5999e-06 | 62 | Commercial_2021_SC C_GWh_Before Competition Groups_62 | PTAC (12 EER/10,000 BTU) | 0.00096% | 0 | 0.017981 | Commercial_2021_SC C_GWh_Before Competition Groups_PTAC (12 EER/10,000 BTU)
Commercial | Com ¦ Solar Water Preheat (Pools/DHW) | 2021 | SC C | GWh | Before Competition Groups | 0.016882 | 0 | 0 | 1873.0369 | 9.0134e-06 | 63 | Commercial_2021_SC C_GWh_Before Competition Groups_63 | Solar Water Preheat (Pools/DHW) | 0.0009013% | 0 | 0.016882 | Commercial_2021_SC C_GWh_Before Competition Groups_Solar Water Preheat (Pools/DHW)
Commercial | Com ¦ Wall Insulation | 2021 | SC C | GWh | Before Competition Groups | 0.01333 | 0 | 0 | 1873.0369 | 7.1168e-06 | 64 | Commercial_2021_SC C_GWh_Before Competition Groups_64 | Wall Insulation | 0.0007117% | 0 | 0.01333 | Commercial_2021_SC C_GWh_Before Competition Groups_Wall Insulation
Commercial | Com ¦ High Efficiency Chiller (avg of water and air cooled) | 2021 | SC C | GWh | Before Competition Groups | 0.0064106 | 0 | 0 | 1873.0369 | 3.4226e-06 | 65 | Commercial_2021_SC C_GWh_Before Competition Groups_65 | High Efficiency Chiller (avg of water and air cooled) | 0.0003423% | 0 | 0.0064106 | Commercial_2021_SC C_GWh_Before Competition Groups_High Efficiency Chiller (avg of water and air cooled)
Commercial | Com ¦ VSD Air Compressor | 2021 | SC C | GWh | Before Competition Groups | 0.0050228 | 0 | 0 | 1873.0369 | 2.6816e-06 | 66 | Commercial_2021_SC C_GWh_Before Competition Groups_66 | VSD Air Compressor | 0.0002682% | 0 | 0.0050228 | Commercial_2021_SC C_GWh_Before Competition Groups_VSD Air Compressor
Commercial | Com ¦ Energy Recovery Ventilation and Ventilation (Enhanced) | 2021 | SC C | GWh | Before Competition Groups | 0.0032233 | 0 | 0 | 1873.0369 | 1.7209e-06 | 67 | Commercial_2021_SC C_GWh_Before Competition Groups_67 | Energy Recovery Ventilation and Ventilation (Enhanced) | 0.0001721% | 0 | 0.0032233 | Commercial_2021_SC C_GWh_Before Competition Groups_Energy Recovery Ventilation and Ventilation (Enhanced)
Commercial | Com ¦ EC Plug Fan for Data Center (under cabinet) | 2021 | SC C | GWh | Before Competition Groups | 0.001863 | 0 | 0 | 1873.0369 | 9.9463e-07 | 68 | Commercial_2021_SC C_GWh_Before Competition Groups_68 | EC Plug Fan for Data Center (under cabinet) | 9.946e-05% | 0 | 0.001863 | Commercial_2021_SC C_GWh_Before Competition Groups_EC Plug Fan for Data Center (under cabinet)
Commercial | Com ¦ Networked/Connected - High Impact Application | 2021 | SC C | GWh | Before Competition Groups | 0.0016613 | 0 | 0 | 1873.0369 | 8.8697e-07 | 69 | Commercial_2021_SC C_GWh_Before Competition Groups_69 | Networked/Connected - High Impact Application | 8.87e-05% | 0 | 0.0016613 | Commercial_2021_SC C_GWh_Before Competition Groups_Networked/Connected - High Impact Application
Commercial | Com ¦ Room AC (w/ louvered sides) 14 SEER from 12 SEER code | 2021 | SC C | GWh | Before Competition Groups | 0.00083421 | 0 | 0 | 1873.0369 | 4.4538e-07 | 70 | Commercial_2021_SC C_GWh_Before Competition Groups_70 | Room AC (w/ louvered sides) 14 SEER from 12 SEER code | 4.454e-05% | 0 | 0.00083421 | Commercial_2021_SC C_GWh_Before Competition Groups_Room AC (w/ louvered sides) 14 SEER from 12 SEER code
Commercial | Com ¦ Electric Convection Combination Ovens | 2021 | SC C | GWh | Before Competition Groups | 0.00062513 | 0 | 0 | 1873.0369 | 3.3375e-07 | 71 | Commercial_2021_SC C_GWh_Before Competition Groups_71 | Electric Convection Combination Ovens | 3.338e-05% | 0 | 0.00062513 | Commercial_2021_SC C_GWh_Before Competition Groups_Electric Convection Combination Ovens
Commercial | Com ¦ High Efficiency Small Instantaneous Water Heater | 2021 | SC C | GWh | Before Competition Groups | 1.6413e-05 | 0 | 0 | 1873.0369 | 8.7628e-09 | 72 | Commercial_2021_SC C_GWh_Before Competition Groups_72 | High Efficiency Small Instantaneous Water Heater | 8.763e-07% | 0 | 1.6413e-05 | Commercial_2021_SC C_GWh_Before Competition Groups_High Efficiency Small Instantaneous Water Heater
Commercial | Com ¦ Condensing Make Up Air Unit | 2021 | SC C | GWh | Before Competition Groups | 0 | 0 | 0 | 1873.0369 | 0 | 73 | Commercial_2021_SC C_GWh_Before Competition Groups_73 | Condensing Make Up Air Unit | 0% | 0 | 0 | Commercial_2021_SC C_GWh_Before Competition Groups_Condensing Make Up Air Unit
Commercial | Com ¦ Door Gasket Freezer/Refrigerator | 2021 | SC C | GWh | Before Competition Groups | 0 | 0 | 0 | 1873.0369 | 0 | 74 | Commercial_2021_SC C_GWh_Before Competition Groups_74 | Door Gasket Freezer/Refrigerator | 0% | 0 | 0 | Commercial_2021_SC C_GWh_Before Competition Groups_Door Gasket Freezer/Refrigerator
Commercial | Com ¦ Efficient compressor motor | 2021 | SC C | GWh | Before Competition Groups | 0 | 0 | 0 | 1873.0369 | 0 | 75 | Commercial_2021_SC C_GWh_Before Competition Groups_75 | Efficient compressor motor | 0% | 0 | 0 | Commercial_2021_SC C_GWh_Before Competition Groups_Efficient compressor motor
Commercial | Com ¦ Indoor Daylight Sensors/Photocell Dimming Control | 2021 | SC C | GWh | Before Competition Groups | 0 | 0 | 0 | 1873.0369 | 0 | 76 | Commercial_2021_SC C_GWh_Before Competition Groups_76 | Indoor Daylight Sensors/Photocell Dimming Control | 0% | 0 | 0 | Commercial_2021_SC C_GWh_Before Competition Groups_Indoor Daylight Sensors/Photocell Dimming Control
Commercial | Com ¦ LED RECESSED DOWNLIGHTS | 2021 | SC C | GWh | Before Competition Groups | 0 | 0 | 0 | 1873.0369 | 0 | 77 | Commercial_2021_SC C_GWh_Before Competition Groups_77 | LED RECESSED DOWNLIGHTS | 0% | 0 | 0 | Commercial_2021_SC C_GWh_Before Competition Groups_LED RECESSED DOWNLIGHTS
Commercial | Com ¦ Networked/Connected - Low Impact Application | 2021 | SC C | GWh | Before Competition Groups | 0 | 0 | 0 | 1873.0369 | 0 | 78 | Commercial_2021_SC C_GWh_Before Competition Groups_78 | Networked/Connected - Low Impact Application | 0% | 0 | 0 | Commercial_2021_SC C_GWh_Before Competition Groups_Networked/Connected - Low Impact Application
Commercial | Com ¦ Notched V belts for HVAC Systems | 2021 | SC C | GWh | Before Competition Groups | 0 | 0 | 0 | 1873.0369 | 0 | 79 | Commercial_2021_SC C_GWh_Before Competition Groups_79 | Notched V belts for HVAC Systems | 0% | 0 | 0 | Commercial_2021_SC C_GWh_Before Competition Groups_Notched V belts for HVAC Systems
Commercial | Com ¦ Variable Refrigerant Flow Heat Pump | 2021 | SC C | GWh | Before Competition Groups | 0 | 0 | 0 | 1873.0369 | 0 | 80 | Commercial_2021_SC C_GWh_Before Competition Groups_80 | Variable Refrigerant Flow Heat Pump | 0% | 0 | 0 | Commercial_2021_SC C_GWh_Before Competition Groups_Variable Refrigerant Flow Heat Pump
Commercial | Com ¦ ENERGY STAR LED LAMPS (REFLECTOR LAMPs/MR16/PAR 16) | 2021 | SC D | GWh | Before Competition Groups | 358.5953 | 0 | 0 | 1772.6445 | 0.20229 | 1 | Commercial_2021_SC D_GWh_Before Competition Groups_1 | ENERGY STAR LED LAMPS (REFLECTOR LAMPs/MR16/PAR 16) | 20.23% | 0 | 358.5953 | Commercial_2021_SC D_GWh_Before Competition Groups_ENERGY STAR LED LAMPS (REFLECTOR LAMPs/MR16/PAR 16)
Commercial | Com ¦ LED parking lot fixture | 2021 | SC D | GWh | Before Competition Groups | 193.4246 | 0 | 0 | 1772.6445 | 0.10912 | 2 | Commercial_2021_SC D_GWh_Before Competition Groups_2 | LED parking lot fixture | 10.91% | 0 | 193.4246 | Commercial_2021_SC D_GWh_Before Competition Groups_LED parking lot fixture
Commercial | Com ¦ LED EXTERIOR AREA LIGHTS - LED fixture (200W) | 2021 | SC D | GWh | Before Competition Groups | 183.9954 | 0 | 0 | 1772.6445 | 0.1038 | 3 | Commercial_2021_SC D_GWh_Before Competition Groups_3 | LED EXTERIOR AREA LIGHTS - LED fixture (200W) | 10.38% | 0 | 183.9954 | Commercial_2021_SC D_GWh_Before Competition Groups_LED EXTERIOR AREA LIGHTS - LED fixture (200W)
Commercial | Com ¦ LED Replacement Lamp (Tube) | 2021 | SC D | GWh | Before Competition Groups | 136.7624 | 0 | 0 | 1772.6445 | 0.077152 | 4 | Commercial_2021_SC D_GWh_Before Competition Groups_4 | LED Replacement Lamp (Tube) | 7.715% | 0 | 136.7624 | Commercial_2021_SC D_GWh_Before Competition Groups_LED Replacement Lamp (Tube)
Commercial | Com ¦ LED Low/High Bay | 2021 | SC D | GWh | Before Competition Groups | 104.8679 | 0 | 0 | 1772.6445 | 0.059159 | 5 | Commercial_2021_SC D_GWh_Before Competition Groups_5 | LED Low/High Bay | 5.916% | 0 | 104.8679 | Commercial_2021_SC D_GWh_Before Competition Groups_LED Low/High Bay
Commercial | Com ¦ LED Troffer/Surface/Suspended | 2021 | SC D | GWh | Before Competition Groups | 100.0734 | 0 | 0 | 1772.6445 | 0.056454 | 6 | Commercial_2021_SC D_GWh_Before Competition Groups_6 | LED Troffer/Surface/Suspended | 5.645% | 0 | 100.0734 | Commercial_2021_SC D_GWh_Before Competition Groups_LED Troffer/Surface/Suspended
Commercial | Com ¦ LED street light fixture | 2021 | SC D | GWh | Before Competition Groups | 81.2904 | 0 | 0 | 1772.6445 | 0.045858 | 7 | Commercial_2021_SC D_GWh_Before Competition Groups_7 | LED street light fixture | 4.586% | 0 | 81.2904 | Commercial_2021_SC D_GWh_Before Competition Groups_LED street light fixture
Commercial | Com ¦ Data Center Storage/Server Virtualization | 2021 | SC D | GWh | Before Competition Groups | 72.8598 | 0 | 0 | 1772.6445 | 0.041102 | 8 | Commercial_2021_SC D_GWh_Before Competition Groups_8 | Data Center Storage/Server Virtualization | 4.11% | 0 | 72.8598 | Commercial_2021_SC D_GWh_Before Competition Groups_Data Center Storage/Server Virtualization
Commercial | Com ¦ Building Recommissioning, Operations and Maintenance (O&M) Improvements | 2021 | SC D | GWh | Before Competition Groups | 72.6192 | 0 | 0 | 1772.6445 | 0.040967 | 9 | Commercial_2021_SC D_GWh_Before Competition Groups_9 | Building Recommissioning, Operations and Maintenance (O&M) Improvements | 4.097% | 0 | 72.6192 | Commercial_2021_SC D_GWh_Before Competition Groups_Building Recommissioning, Operations and Maintenance (O&M) Improvements
Commercial | Com ¦ ENERGY STAR LED LAMPS (General Service Lamps) | 2021 | SC D | GWh | Before Competition Groups | 62.0433 | 0 | 0 | 1772.6445 | 0.035 | 10 | Commercial_2021_SC D_GWh_Before Competition Groups_10 | ENERGY STAR LED LAMPS (General Service Lamps) | 3.5% | 0 | 62.0433 | Commercial_2021_SC D_GWh_Before Competition Groups_ENERGY STAR LED LAMPS (General Service Lamps)
Commercial | Com ¦ Furnace Tune-Up | 2021 | SC D | GWh | Before Competition Groups | 45.2003 | 0 | 0 | 1772.6445 | 0.025499 | 11 | Commercial_2021_SC D_GWh_Before Competition Groups_11 | Furnace Tune-Up | 2.55% | 0 | 45.2003 | Commercial_2021_SC D_GWh_Before Competition Groups_Furnace Tune-Up
Commercial | Com ¦ Reach-in Shaded Pole to ECM/PSC Evaporator Fan Motor | 2021 | SC D | GWh | Before Competition Groups | 44.9246 | 0 | 0 | 1772.6445 | 0.025343 | 12 | Commercial_2021_SC D_GWh_Before Competition Groups_12 | Reach-in Shaded Pole to ECM/PSC Evaporator Fan Motor | 2.534% | 0 | 44.9246 | Commercial_2021_SC D_GWh_Before Competition Groups_Reach-in Shaded Pole to ECM/PSC Evaporator Fan Motor
Commercial | Com ¦ High Efficiency Air Source Heat Pump | 2021 | SC D | GWh | Before Competition Groups | 44.4802 | 0 | 0 | 1772.6445 | 0.025093 | 13 | Commercial_2021_SC D_GWh_Before Competition Groups_13 | High Efficiency Air Source Heat Pump | 2.509% | 0 | 44.4802 | Commercial_2021_SC D_GWh_Before Competition Groups_High Efficiency Air Source Heat Pump
Commercial | Com ¦ LED or Equivalent Sign Lighting | 2021 | SC D | GWh | Before Competition Groups | 35.7275 | 0 | 0 | 1772.6445 | 0.020155 | 14 | Commercial_2021_SC D_GWh_Before Competition Groups_14 | LED or Equivalent Sign Lighting | 2.015% | 0 | 35.7275 | Commercial_2021_SC D_GWh_Before Competition Groups_LED or Equivalent Sign Lighting
Commercial | Com ¦ Education and Capacity Building/Energy Behavior | 2021 | SC D | GWh | Before Competition Groups | 27.5124 | 0 | 0 | 1772.6445 | 0.015521 | 15 | Commercial_2021_SC D_GWh_Before Competition Groups_15 | Education and Capacity Building/Energy Behavior | 1.552% | 0 | 27.5124 | Commercial_2021_SC D_GWh_Before Competition Groups_Education and Capacity Building/Energy Behavior
Commercial | Com ¦ Strip Curtains | 2021 | SC D | GWh | Before Competition Groups | 26.4704 | 0 | 0 | 1772.6445 | 0.014933 | 16 | Commercial_2021_SC D_GWh_Before Competition Groups_16 | Strip Curtains | 1.493% | 0 | 26.4704 | Commercial_2021_SC D_GWh_Before Competition Groups_Strip Curtains
Commercial | Com ¦ Advanced BAS/Controllers | 2021 | SC D | GWh | Before Competition Groups | 21.1107 | 0 | 0 | 1772.6445 | 0.011909 | 17 | Commercial_2021_SC D_GWh_Before Competition Groups_17 | Advanced BAS/Controllers | 1.191% | 0 | 21.1107 | Commercial_2021_SC D_GWh_Before Competition Groups_Advanced BAS/Controllers
Commercial | Com ¦ Centrally controlled desktop PC/NETWORK PC POWER MANAGEMENT SOFTWARE | 2021 | SC D | GWh | Before Competition Groups | 15.9266 | 0 | 0 | 1772.6445 | 0.0089846 | 18 | Commercial_2021_SC D_GWh_Before Competition Groups_18 | Centrally controlled desktop PC/NETWORK PC POWER MANAGEMENT SOFTWARE | 0.8985% | 0 | 15.9266 | Commercial_2021_SC D_GWh_Before Competition Groups_Centrally controlled desktop PC/NETWORK PC POWER MANAGEMENT SOFTWARE
Commercial | Com ¦ Variable Frequency Drive (VFD) | 2021 | SC D | GWh | Before Competition Groups | 14.6758 | 0 | 0 | 1772.6445 | 0.008279 | 19 | Commercial_2021_SC D_GWh_Before Competition Groups_19 | Variable Frequency Drive (VFD) | 0.8279% | 0 | 14.6758 | Commercial_2021_SC D_GWh_Before Competition Groups_Variable Frequency Drive (VFD)
Commercial | Com ¦ VFD on Pumps | 2021 | SC D | GWh | Before Competition Groups | 13.6364 | 0 | 0 | 1772.6445 | 0.0076927 | 20 | Commercial_2021_SC D_GWh_Before Competition Groups_20 | VFD on Pumps | 0.7693% | 0 | 13.6364 | Commercial_2021_SC D_GWh_Before Competition Groups_VFD on Pumps
Commercial | Com ¦ Adaptive Thermostats | 2021 | SC D | GWh | Before Competition Groups | 12.3425 | 0 | 0 | 1772.6445 | 0.0069628 | 21 | Commercial_2021_SC D_GWh_Before Competition Groups_21 | Adaptive Thermostats | 0.6963% | 0 | 12.3425 | Commercial_2021_SC D_GWh_Before Competition Groups_Adaptive Thermostats
Commercial | Com ¦ Demand Control Ventilation | 2021 | SC D | GWh | Before Competition Groups | 12.2066 | 0 | 0 | 1772.6445 | 0.0068861 | 22 | Commercial_2021_SC D_GWh_Before Competition Groups_22 | Demand Control Ventilation | 0.6886% | 0 | 12.2066 | Commercial_2021_SC D_GWh_Before Competition Groups_Demand Control Ventilation
Commercial | Com ¦ Refrigerated Display Case LED | 2021 | SC D | GWh | Before Competition Groups | 7.2226 | 0 | 0 | 1772.6445 | 0.0040745 | 23 | Commercial_2021_SC D_GWh_Before Competition Groups_23 | Refrigerated Display Case LED | 0.4074% | 0 | 7.2226 | Commercial_2021_SC D_GWh_Before Competition Groups_Refrigerated Display Case LED
Commercial | Com ¦ ECM MOTORS FOR EVAPORATOR FANS for refrigeration (WALK-IN) | 2021 | SC D | GWh | Before Competition Groups | 6.9653 | 0 | 0 | 1772.6445 | 0.0039293 | 24 | Commercial_2021_SC D_GWh_Before Competition Groups_24 | ECM MOTORS FOR EVAPORATOR FANS for refrigeration (WALK-IN) | 0.3929% | 0 | 6.9653 | Commercial_2021_SC D_GWh_Before Competition Groups_ECM MOTORS FOR EVAPORATOR FANS for refrigeration (WALK-IN)
Commercial | Com ¦ Condensing Unit Heaters or other Efficient Unit Heating System | 2021 | SC D | GWh | Before Competition Groups | 6.7746 | 0 | 0 | 1772.6445 | 0.0038218 | 25 | Commercial_2021_SC D_GWh_Before Competition Groups_25 | Condensing Unit Heaters or other Efficient Unit Heating System | 0.3822% | 0 | 6.7746 | Commercial_2021_SC D_GWh_Before Competition Groups_Condensing Unit Heaters or other Efficient Unit Heating System
Commercial | Com ¦ Air Handler with Dedicated Outdoor Air Systems | 2021 | SC D | GWh | Before Competition Groups | 6.6232 | 0 | 0 | 1772.6445 | 0.0037363 | 26 | Commercial_2021_SC D_GWh_Before Competition Groups_26 | Air Handler with Dedicated Outdoor Air Systems | 0.3736% | 0 | 6.6232 | Commercial_2021_SC D_GWh_Before Competition Groups_Air Handler with Dedicated Outdoor Air Systems
Commercial | Com ¦ ENERGY STAR Griddle (74% eff) | 2021 | SC D | GWh | Before Competition Groups | 6.2215 | 0 | 0 | 1772.6445 | 0.0035097 | 27 | Commercial_2021_SC D_GWh_Before Competition Groups_27 | ENERGY STAR Griddle (74% eff) | 0.351% | 0 | 6.2215 | Commercial_2021_SC D_GWh_Before Competition Groups_ENERGY STAR Griddle (74% eff)
Commercial | Com ¦ Evaporator Fan Controls | 2021 | SC D | GWh | Before Competition Groups | 5.6352 | 0 | 0 | 1772.6445 | 0.003179 | 28 | Commercial_2021_SC D_GWh_Before Competition Groups_28 | Evaporator Fan Controls | 0.3179% | 0 | 5.6352 | Commercial_2021_SC D_GWh_Before Competition Groups_Evaporator Fan Controls
Commercial | Com ¦ Unitary Air-Conditioning Unit | 2021 | SC D | GWh | Before Competition Groups | 5.6296 | 0 | 0 | 1772.6445 | 0.0031758 | 29 | Commercial_2021_SC D_GWh_Before Competition Groups_29 | Unitary Air-Conditioning Unit | 0.3176% | 0 | 5.6296 | Commercial_2021_SC D_GWh_Before Competition Groups_Unitary Air-Conditioning Unit
Commercial | Com ¦ Demand Control Kitchen Ventilation | 2021 | SC D | GWh | Before Competition Groups | 5.104 | 0 | 0 | 1772.6445 | 0.0028793 | 30 | Commercial_2021_SC D_GWh_Before Competition Groups_30 | Demand Control Kitchen Ventilation | 0.2879% | 0 | 5.104 | Commercial_2021_SC D_GWh_Before Competition Groups_Demand Control Kitchen Ventilation
Commercial | Com ¦ Chilled Water Optimization | 2021 | SC D | GWh | Before Competition Groups | 4.9097 | 0 | 0 | 1772.6445 | 0.0027697 | 31 | Commercial_2021_SC D_GWh_Before Competition Groups_31 | Chilled Water Optimization | 0.277% | 0 | 4.9097 | Commercial_2021_SC D_GWh_Before Competition Groups_Chilled Water Optimization
Commercial | Com ¦ Occupancy Sensors | 2021 | SC D | GWh | Before Competition Groups | 4.6343 | 0 | 0 | 1772.6445 | 0.0026144 | 32 | Commercial_2021_SC D_GWh_Before Competition Groups_32 | Occupancy Sensors | 0.2614% | 0 | 4.6343 | Commercial_2021_SC D_GWh_Before Competition Groups_Occupancy Sensors
Commercial | Com ¦ Refrigerated Display Case Doors | 2021 | SC D | GWh | Before Competition Groups | 4.5686 | 0 | 0 | 1772.6445 | 0.0025773 | 33 | Commercial_2021_SC D_GWh_Before Competition Groups_33 | Refrigerated Display Case Doors | 0.2577% | 0 | 4.5686 | Commercial_2021_SC D_GWh_Before Competition Groups_Refrigerated Display Case Doors
Commercial | Com ¦ Freezer Case Light Sensor | 2021 | SC D | GWh | Before Competition Groups | 4.2362 | 0 | 0 | 1772.6445 | 0.0023898 | 34 | Commercial_2021_SC D_GWh_Before Competition Groups_34 | Freezer Case Light Sensor | 0.239% | 0 | 4.2362 | Commercial_2021_SC D_GWh_Before Competition Groups_Freezer Case Light Sensor
Commercial | Com ¦ ENERGY STAR Fryer (84% eff) | 2021 | SC D | GWh | Before Competition Groups | 2.1785 | 0 | 0 | 1772.6445 | 0.001229 | 35 | Commercial_2021_SC D_GWh_Before Competition Groups_35 | ENERGY STAR Fryer (84% eff) | 0.1229% | 0 | 2.1785 | Commercial_2021_SC D_GWh_Before Competition Groups_ENERGY STAR Fryer (84% eff)
Commercial | Com ¦ Temperature Adjustment in Commercial Freezers | 2021 | SC D | GWh | Before Competition Groups | 2.1569 | 0 | 0 | 1772.6445 | 0.0012167 | 36 | Commercial_2021_SC D_GWh_Before Competition Groups_36 | Temperature Adjustment in Commercial Freezers | 0.1217% | 0 | 2.1569 | Commercial_2021_SC D_GWh_Before Competition Groups_Temperature Adjustment in Commercial Freezers
Commercial | Com ¦ Outside Air Economizer | 2021 | SC D | GWh | Before Competition Groups | 1.8882 | 0 | 0 | 1772.6445 | 0.0010652 | 37 | Commercial_2021_SC D_GWh_Before Competition Groups_37 | Outside Air Economizer | 0.1065% | 0 | 1.8882 | Commercial_2021_SC D_GWh_Before Competition Groups_Outside Air Economizer
Commercial | Com ¦ Elec Storage WH 2.30 Et | 2021 | SC D | GWh | Before Competition Groups | 1.8525 | 0 | 0 | 1772.6445 | 0.001045 | 38 | Commercial_2021_SC D_GWh_Before Competition Groups_38 | Elec Storage WH 2.30 Et | 0.1045% | 0 | 1.8525 | Commercial_2021_SC D_GWh_Before Competition Groups_Elec Storage WH 2.30 Et
Commercial | Com ¦ Vertical Night Covers | 2021 | SC D | GWh | Before Competition Groups | 1.6028 | 0 | 0 | 1772.6445 | 0.00090416 | 39 | Commercial_2021_SC D_GWh_Before Competition Groups_39 | Vertical Night Covers | 0.09042% | 0 | 1.6028 | Commercial_2021_SC D_GWh_Before Competition Groups_Vertical Night Covers
Commercial | Com ¦ BEVERAGE VENDING MACHINE CONTROLS | 2021 | SC D | GWh | Before Competition Groups | 1.5909 | 0 | 0 | 1772.6445 | 0.00089747 | 40 | Commercial_2021_SC D_GWh_Before Competition Groups_40 | BEVERAGE VENDING MACHINE CONTROLS | 0.08975% | 0 | 1.5909 | Commercial_2021_SC D_GWh_Before Competition Groups_BEVERAGE VENDING MACHINE CONTROLS
Commercial | Com ¦ CO Sensors for parking garage exhaust fans | 2021 | SC D | GWh | Before Competition Groups | 1.5892 | 0 | 0 | 1772.6445 | 0.0008965 | 41 | Commercial_2021_SC D_GWh_Before Competition Groups_41 | CO Sensors for parking garage exhaust fans | 0.08965% | 0 | 1.5892 | Commercial_2021_SC D_GWh_Before Competition Groups_CO Sensors for parking garage exhaust fans
Commercial | Com ¦ Duct Insulation, R8 | 2021 | SC D | GWh | Before Competition Groups | 1.5039 | 0 | 0 | 1772.6445 | 0.00084838 | 42 | Commercial_2021_SC D_GWh_Before Competition Groups_42 | Duct Insulation, R8 | 0.08484% | 0 | 1.5039 | Commercial_2021_SC D_GWh_Before Competition Groups_Duct Insulation, R8
Commercial | Com ¦ Energy Efficient Laboratory Fume Hood | 2021 | SC D | GWh | Before Competition Groups | 1.4125 | 0 | 0 | 1772.6445 | 0.00079681 | 43 | Commercial_2021_SC D_GWh_Before Competition Groups_43 | Energy Efficient Laboratory Fume Hood | 0.07968% | 0 | 1.4125 | Commercial_2021_SC D_GWh_Before Competition Groups_Energy Efficient Laboratory Fume Hood
Commercial | Com ¦ Water Heating (DHW) Pipe Insulation (Add 3/4\ Foam)" | 2021 | SC D | GWh | Before Competition Groups | 1.3798 | 0 | 0 | 1772.6445 | 0.00077837 | 44 | Commercial_2021_SC D_GWh_Before Competition Groups_44 | Water Heating (DHW) Pipe Insulation (Add 3/4\ Foam)" | 0.07784% | 0 | 1.3798 | Commercial_2021_SC D_GWh_Before Competition Groups_Water Heating (DHW) Pipe Insulation (Add 3/4\ Foam)"
Commercial | Com ¦ Thermostat Setback | 2021 | SC D | GWh | Before Competition Groups | 1.0653 | 0 | 0 | 1772.6445 | 0.00060094 | 45 | Commercial_2021_SC D_GWh_Before Competition Groups_45 | Thermostat Setback | 0.06009% | 0 | 1.0653 | Commercial_2021_SC D_GWh_Before Competition Groups_Thermostat Setback
Commercial | Com ¦ ENERGY STAR Steam Cookers | 2021 | SC D | GWh | Before Competition Groups | 1.0412 | 0 | 0 | 1772.6445 | 0.00058738 | 46 | Commercial_2021_SC D_GWh_Before Competition Groups_46 | ENERGY STAR Steam Cookers | 0.05874% | 0 | 1.0412 | Commercial_2021_SC D_GWh_Before Competition Groups_ENERGY STAR Steam Cookers
Commercial | Com ¦ Water Source Heat Pump (4 ton) | 2021 | SC D | GWh | Before Competition Groups | 1.0013 | 0 | 0 | 1772.6445 | 0.00056484 | 47 | Commercial_2021_SC D_GWh_Before Competition Groups_47 | Water Source Heat Pump (4 ton) | 0.05648% | 0 | 1.0013 | Commercial_2021_SC D_GWh_Before Competition Groups_Water Source Heat Pump (4 ton)
Commercial | Com ¦ ENERGY STAR Dishwasher | 2021 | SC D | GWh | Before Competition Groups | 0.94244 | 0 | 0 | 1772.6445 | 0.00053166 | 48 | Commercial_2021_SC D_GWh_Before Competition Groups_48 | ENERGY STAR Dishwasher | 0.05317% | 0 | 0.94244 | Commercial_2021_SC D_GWh_Before Competition Groups_ENERGY STAR Dishwasher
Commercial | Com ¦ Suction Pipe Insulation Freezer/Refrigerator | 2021 | SC D | GWh | Before Competition Groups | 0.85167 | 0 | 0 | 1772.6445 | 0.00048045 | 49 | Commercial_2021_SC D_GWh_Before Competition Groups_49 | Suction Pipe Insulation Freezer/Refrigerator | 0.04805% | 0 | 0.85167 | Commercial_2021_SC D_GWh_Before Competition Groups_Suction Pipe Insulation Freezer/Refrigerator
Commercial | Com ¦ Ozone Laundry Treatment | 2021 | SC D | GWh | Before Competition Groups | 0.31797 | 0 | 0 | 1772.6445 | 0.00017938 | 50 | Commercial_2021_SC D_GWh_Before Competition Groups_50 | Ozone Laundry Treatment | 0.01794% | 0 | 0.31797 | Commercial_2021_SC D_GWh_Before Competition Groups_Ozone Laundry Treatment
Commercial | Com ¦ ECM MOTORS FOR HVAC APPLICATION (FAN-POWERED VAV BOX) | 2021 | SC D | GWh | Before Competition Groups | 0.21524 | 0 | 0 | 1772.6445 | 0.00012143 | 51 | Commercial_2021_SC D_GWh_Before Competition Groups_51 | ECM MOTORS FOR HVAC APPLICATION (FAN-POWERED VAV BOX) | 0.01214% | 0 | 0.21524 | Commercial_2021_SC D_GWh_Before Competition Groups_ECM MOTORS FOR HVAC APPLICATION (FAN-POWERED VAV BOX)
Commercial | Com ¦ CEE Tier 2/Energy Star Clothes Washers | 2021 | SC D | GWh | Before Competition Groups | 0.19793 | 0 | 0 | 1772.6445 | 0.00011166 | 52 | Commercial_2021_SC D_GWh_Before Competition Groups_52 | CEE Tier 2/Energy Star Clothes Washers | 0.01117% | 0 | 0.19793 | Commercial_2021_SC D_GWh_Before Competition Groups_CEE Tier 2/Energy Star Clothes Washers
Commercial | Com ¦ Low Flow Pre-Rinse Spray Nozzle | 2021 | SC D | GWh | Before Competition Groups | 0.11757 | 0 | 0 | 1772.6445 | 6.6324e-05 | 53 | Commercial_2021_SC D_GWh_Before Competition Groups_53 | Low Flow Pre-Rinse Spray Nozzle | 0.006632% | 0 | 0.11757 | Commercial_2021_SC D_GWh_Before Competition Groups_Low Flow Pre-Rinse Spray Nozzle
Commercial | Com ¦ HVAC Optimization | 2021 | SC D | GWh | Before Competition Groups | 0.10507 | 0 | 0 | 1772.6445 | 5.9273e-05 | 54 | Commercial_2021_SC D_GWh_Before Competition Groups_54 | HVAC Optimization | 0.005927% | 0 | 0.10507 | Commercial_2021_SC D_GWh_Before Competition Groups_HVAC Optimization
Commercial | Com ¦ Demand controlled Circulating Systems | 2021 | SC D | GWh | Before Competition Groups | 0.09262 | 0 | 0 | 1772.6445 | 5.225e-05 | 55 | Commercial_2021_SC D_GWh_Before Competition Groups_55 | Demand controlled Circulating Systems | 0.005225% | 0 | 0.09262 | Commercial_2021_SC D_GWh_Before Competition Groups_Demand controlled Circulating Systems
Commercial | Com ¦ Auto Off Time Switch or Time Clock control | 2021 | SC D | GWh | Before Competition Groups | 0.082452 | 0 | 0 | 1772.6445 | 4.6513e-05 | 56 | Commercial_2021_SC D_GWh_Before Competition Groups_56 | Auto Off Time Switch or Time Clock control | 0.004651% | 0 | 0.082452 | Commercial_2021_SC D_GWh_Before Competition Groups_Auto Off Time Switch or Time Clock control
Commercial | COM ¦ Ductless Mini-Split Heat Pumps | 2021 | SC D | GWh | Before Competition Groups | 0.068619 | 0 | 0 | 1772.6445 | 3.871e-05 | 57 | Commercial_2021_SC D_GWh_Before Competition Groups_57 | Ductless Mini-Split Heat Pumps | 0.003871% | 0 | 0.068619 | Commercial_2021_SC D_GWh_Before Competition Groups_Ductless Mini-Split Heat Pumps
Commercial | Com ¦ Commercial Hot Food Holding Cabinets | 2021 | SC D | GWh | Before Competition Groups | 0.030559 | 0 | 0 | 1772.6445 | 1.7239e-05 | 58 | Commercial_2021_SC D_GWh_Before Competition Groups_58 | Commercial Hot Food Holding Cabinets | 0.001724% | 0 | 0.030559 | Commercial_2021_SC D_GWh_Before Competition Groups_Commercial Hot Food Holding Cabinets
Commercial | Com ¦ Air Curtains | 2021 | SC D | GWh | Before Competition Groups | 0.022222 | 0 | 0 | 1772.6445 | 1.2536e-05 | 59 | Commercial_2021_SC D_GWh_Before Competition Groups_59 | Air Curtains | 0.001254% | 0 | 0.022222 | Commercial_2021_SC D_GWh_Before Competition Groups_Air Curtains
Commercial | Com ¦ PTAC (12 EER/10,000 BTU) | 2021 | SC D | GWh | Before Competition Groups | 0.017421 | 0 | 0 | 1772.6445 | 9.8277e-06 | 60 | Commercial_2021_SC D_GWh_Before Competition Groups_60 | PTAC (12 EER/10,000 BTU) | 0.0009828% | 0 | 0.017421 | Commercial_2021_SC D_GWh_Before Competition Groups_PTAC (12 EER/10,000 BTU)
Commercial | Com ¦ Solar Water Preheat (Pools/DHW) | 2021 | SC D | GWh | Before Competition Groups | 0.016882 | 0 | 0 | 1772.6445 | 9.5238e-06 | 61 | Commercial_2021_SC D_GWh_Before Competition Groups_61 | Solar Water Preheat (Pools/DHW) | 0.0009524% | 0 | 0.016882 | Commercial_2021_SC D_GWh_Before Competition Groups_Solar Water Preheat (Pools/DHW)
Commercial | Com ¦ Wall Insulation | 2021 | SC D | GWh | Before Competition Groups | 0.012168 | 0 | 0 | 1772.6445 | 6.8646e-06 | 62 | Commercial_2021_SC D_GWh_Before Competition Groups_62 | Wall Insulation | 0.0006865% | 0 | 0.012168 | Commercial_2021_SC D_GWh_Before Competition Groups_Wall Insulation
Commercial | Com ¦ LLLC - High Impact Application | 2021 | SC D | GWh | Before Competition Groups | 0.0058846 | 0 | 0 | 1772.6445 | 3.3197e-06 | 63 | Commercial_2021_SC D_GWh_Before Competition Groups_63 | LLLC - High Impact Application | 0.000332% | 0 | 0.0058846 | Commercial_2021_SC D_GWh_Before Competition Groups_LLLC - High Impact Application
Commercial | Com ¦ VSD Air Compressor | 2021 | SC D | GWh | Before Competition Groups | 0.0050228 | 0 | 0 | 1772.6445 | 2.8335e-06 | 64 | Commercial_2021_SC D_GWh_Before Competition Groups_64 | VSD Air Compressor | 0.0002834% | 0 | 0.0050228 | Commercial_2021_SC D_GWh_Before Competition Groups_VSD Air Compressor
Commercial | Com ¦ High Efficiency Chiller (avg of water and air cooled) | 2021 | SC D | GWh | Before Competition Groups | 0.0043695 | 0 | 0 | 1772.6445 | 2.465e-06 | 65 | Commercial_2021_SC D_GWh_Before Competition Groups_65 | High Efficiency Chiller (avg of water and air cooled) | 0.0002465% | 0 | 0.0043695 | Commercial_2021_SC D_GWh_Before Competition Groups_High Efficiency Chiller (avg of water and air cooled)
Commercial | Com ¦ EC Plug Fan for Data Center (under cabinet) | 2021 | SC D | GWh | Before Competition Groups | 0.0016838 | 0 | 0 | 1772.6445 | 9.4985e-07 | 66 | Commercial_2021_SC D_GWh_Before Competition Groups_66 | EC Plug Fan for Data Center (under cabinet) | 9.499e-05% | 0 | 0.0016838 | Commercial_2021_SC D_GWh_Before Competition Groups_EC Plug Fan for Data Center (under cabinet)
Commercial | Com ¦ Energy Recovery Ventilation and Ventilation (Enhanced) | 2021 | SC D | GWh | Before Competition Groups | 0.001648 | 0 | 0 | 1772.6445 | 9.2971e-07 | 67 | Commercial_2021_SC D_GWh_Before Competition Groups_67 | Energy Recovery Ventilation and Ventilation (Enhanced) | 9.297e-05% | 0 | 0.001648 | Commercial_2021_SC D_GWh_Before Competition Groups_Energy Recovery Ventilation and Ventilation (Enhanced)
Commercial | Com ¦ Room AC (w/ louvered sides) 14 SEER from 12 SEER code | 2021 | SC D | GWh | Before Competition Groups | 0.0008334 | 0 | 0 | 1772.6445 | 4.7015e-07 | 68 | Commercial_2021_SC D_GWh_Before Competition Groups_68 | Room AC (w/ louvered sides) 14 SEER from 12 SEER code | 4.701e-05% | 0 | 0.0008334 | Commercial_2021_SC D_GWh_Before Competition Groups_Room AC (w/ louvered sides) 14 SEER from 12 SEER code
Commercial | Com ¦ Electric Convection Combination Ovens | 2021 | SC D | GWh | Before Competition Groups | 0.00062513 | 0 | 0 | 1772.6445 | 3.5265e-07 | 69 | Commercial_2021_SC D_GWh_Before Competition Groups_69 | Electric Convection Combination Ovens | 3.527e-05% | 0 | 0.00062513 | Commercial_2021_SC D_GWh_Before Competition Groups_Electric Convection Combination Ovens
Commercial | Com ¦ LLLC - Low Impact Application | 2021 | SC D | GWh | Before Competition Groups | 0.00016726 | 0 | 0 | 1772.6445 | 9.4357e-08 | 70 | Commercial_2021_SC D_GWh_Before Competition Groups_70 | LLLC - Low Impact Application | 9.436e-06% | 0 | 0.00016726 | Commercial_2021_SC D_GWh_Before Competition Groups_LLLC - Low Impact Application
Commercial | Com ¦ High Efficiency Small Instantaneous Water Heater | 2021 | SC D | GWh | Before Competition Groups | 1.5112e-05 | 0 | 0 | 1772.6445 | 8.5251e-09 | 71 | Commercial_2021_SC D_GWh_Before Competition Groups_71 | High Efficiency Small Instantaneous Water Heater | 8.525e-07% | 0 | 1.5112e-05 | Commercial_2021_SC D_GWh_Before Competition Groups_High Efficiency Small Instantaneous Water Heater
Commercial | Com ¦ Networked/Connected - High Impact Application | 2021 | SC D | GWh | Before Competition Groups | 5.4418e-09 | 0 | 0 | 1772.6445 | 3.0699e-12 | 72 | Commercial_2021_SC D_GWh_Before Competition Groups_72 | Networked/Connected - High Impact Application | 3.07e-10% | 0 | 5.4418e-09 | Commercial_2021_SC D_GWh_Before Competition Groups_Networked/Connected - High Impact Application
Commercial | Com ¦ Condensing Make Up Air Unit | 2021 | SC D | GWh | Before Competition Groups | 0 | 0 | 0 | 1772.6445 | 0 | 73 | Commercial_2021_SC D_GWh_Before Competition Groups_73 | Condensing Make Up Air Unit | 0% | 0 | 0 | Commercial_2021_SC D_GWh_Before Competition Groups_Condensing Make Up Air Unit
Commercial | Com ¦ Door Gasket Freezer/Refrigerator | 2021 | SC D | GWh | Before Competition Groups | 0 | 0 | 0 | 1772.6445 | 0 | 74 | Commercial_2021_SC D_GWh_Before Competition Groups_74 | Door Gasket Freezer/Refrigerator | 0% | 0 | 0 | Commercial_2021_SC D_GWh_Before Competition Groups_Door Gasket Freezer/Refrigerator
Commercial | Com ¦ Efficient compressor motor | 2021 | SC D | GWh | Before Competition Groups | 0 | 0 | 0 | 1772.6445 | 0 | 75 | Commercial_2021_SC D_GWh_Before Competition Groups_75 | Efficient compressor motor | 0% | 0 | 0 | Commercial_2021_SC D_GWh_Before Competition Groups_Efficient compressor motor
Commercial | Com ¦ Indoor Daylight Sensors/Photocell Dimming Control | 2021 | SC D | GWh | Before Competition Groups | 0 | 0 | 0 | 1772.6445 | 0 | 76 | Commercial_2021_SC D_GWh_Before Competition Groups_76 | Indoor Daylight Sensors/Photocell Dimming Control | 0% | 0 | 0 | Commercial_2021_SC D_GWh_Before Competition Groups_Indoor Daylight Sensors/Photocell Dimming Control
Commercial | Com ¦ LED RECESSED DOWNLIGHTS | 2021 | SC D | GWh | Before Competition Groups | 0 | 0 | 0 | 1772.6445 | 0 | 77 | Commercial_2021_SC D_GWh_Before Competition Groups_77 | LED RECESSED DOWNLIGHTS | 0% | 0 | 0 | Commercial_2021_SC D_GWh_Before Competition Groups_LED RECESSED DOWNLIGHTS
Commercial | Com ¦ Networked/Connected - Low Impact Application | 2021 | SC D | GWh | Before Competition Groups | 0 | 0 | 0 | 1772.6445 | 0 | 78 | Commercial_2021_SC D_GWh_Before Competition Groups_78 | Networked/Connected - Low Impact Application | 0% | 0 | 0 | Commercial_2021_SC D_GWh_Before Competition Groups_Networked/Connected - Low Impact Application
Commercial | Com ¦ Notched V belts for HVAC Systems | 2021 | SC D | GWh | Before Competition Groups | 0 | 0 | 0 | 1772.6445 | 0 | 79 | Commercial_2021_SC D_GWh_Before Competition Groups_79 | Notched V belts for HVAC Systems | 0% | 0 | 0 | Commercial_2021_SC D_GWh_Before Competition Groups_Notched V belts for HVAC Systems
Commercial | Com ¦ Variable Refrigerant Flow Heat Pump | 2021 | SC D | GWh | Before Competition Groups | 0 | 0 | 0 | 1772.6445 | 0 | 80 | Commercial_2021_SC D_GWh_Before Competition Groups_80 | Variable Refrigerant Flow Heat Pump | 0% | 0 | 0 | Commercial_2021_SC D_GWh_Before Competition Groups_Variable Refrigerant Flow Heat Pump
Commercial | Com ¦ Building Recommissioning, Operations and Maintenance (O&M) Improvements | 2021 | Technical | GWh | Before Competition Groups | 2446.2527 | 0 | 0 | 18453.4101 | 0.13256 | 1 | Commercial_2021_Technical_GWh_Before Competition Groups_1 | Building Recommissioning, Operations and Maintenance (O&M) Improvements | 13.26% | 0 | 2446.2527 | Commercial_2021_Technical_GWh_Before Competition Groups_Building Recommissioning, Operations and Maintenance (O&M) Improvements
Commercial | Com ¦ LED Low/High Bay | 2021 | Technical | GWh | Before Competition Groups | 1499.7513 | 0 | 0 | 18453.4101 | 0.081272 | 2 | Commercial_2021_Technical_GWh_Before Competition Groups_2 | LED Low/High Bay | 8.127% | 0 | 1499.7513 | Commercial_2021_Technical_GWh_Before Competition Groups_LED Low/High Bay
Commercial | Com ¦ LED Troffer/Surface/Suspended | 2021 | Technical | GWh | Before Competition Groups | 1221.7252 | 0 | 0 | 18453.4101 | 0.066206 | 3 | Commercial_2021_Technical_GWh_Before Competition Groups_3 | LED Troffer/Surface/Suspended | 6.621% | 0 | 1221.7252 | Commercial_2021_Technical_GWh_Before Competition Groups_LED Troffer/Surface/Suspended
Commercial | Com ¦ LLLC - High Impact Application | 2021 | Technical | GWh | Before Competition Groups | 1045.9823 | 0 | 0 | 18453.4101 | 0.056682 | 4 | Commercial_2021_Technical_GWh_Before Competition Groups_4 | LLLC - High Impact Application | 5.668% | 0 | 1045.9823 | Commercial_2021_Technical_GWh_Before Competition Groups_LLLC - High Impact Application
Commercial | Com ¦ LLLC - Low Impact Application | 2021 | Technical | GWh | Before Competition Groups | 1036.3084 | 0 | 0 | 18453.4101 | 0.056158 | 5 | Commercial_2021_Technical_GWh_Before Competition Groups_5 | LLLC - Low Impact Application | 5.616% | 0 | 1036.3084 | Commercial_2021_Technical_GWh_Before Competition Groups_LLLC - Low Impact Application
Commercial | Com ¦ Networked/Connected - High Impact Application | 2021 | Technical | GWh | Before Competition Groups | 945.7956 | 0 | 0 | 18453.4101 | 0.051253 | 6 | Commercial_2021_Technical_GWh_Before Competition Groups_6 | Networked/Connected - High Impact Application | 5.125% | 0 | 945.7956 | Commercial_2021_Technical_GWh_Before Competition Groups_Networked/Connected - High Impact Application
Commercial | Com ¦ ENERGY STAR LED LAMPS (REFLECTOR LAMPs/MR16/PAR 16) | 2021 | Technical | GWh | Before Competition Groups | 938.3086 | 0 | 0 | 18453.4101 | 0.050847 | 7 | Commercial_2021_Technical_GWh_Before Competition Groups_7 | ENERGY STAR LED LAMPS (REFLECTOR LAMPs/MR16/PAR 16) | 5.085% | 0 | 938.3086 | Commercial_2021_Technical_GWh_Before Competition Groups_ENERGY STAR LED LAMPS (REFLECTOR LAMPs/MR16/PAR 16)
Commercial | Com ¦ Education and Capacity Building/Energy Behavior | 2021 | Technical | GWh | Before Competition Groups | 920.0876 | 0 | 0 | 18453.4101 | 0.04986 | 8 | Commercial_2021_Technical_GWh_Before Competition Groups_8 | Education and Capacity Building/Energy Behavior | 4.986% | 0 | 920.0876 | Commercial_2021_Technical_GWh_Before Competition Groups_Education and Capacity Building/Energy Behavior
Commercial | Com ¦ Networked/Connected - Low Impact Application | 2021 | Technical | GWh | Before Competition Groups | 889.4857 | 0 | 0 | 18453.4101 | 0.048202 | 9 | Commercial_2021_Technical_GWh_Before Competition Groups_9 | Networked/Connected - Low Impact Application | 4.82% | 0 | 889.4857 | Commercial_2021_Technical_GWh_Before Competition Groups_Networked/Connected - Low Impact Application
Commercial | Com ¦ Furnace Tune-Up | 2021 | Technical | GWh | Before Competition Groups | 671.7254 | 0 | 0 | 18453.4101 | 0.036401 | 10 | Commercial_2021_Technical_GWh_Before Competition Groups_10 | Furnace Tune-Up | 3.64% | 0 | 671.7254 | Commercial_2021_Technical_GWh_Before Competition Groups_Furnace Tune-Up
Commercial | Com ¦ Central Lighting Control System | 2021 | Technical | GWh | Before Competition Groups | 493.2961 | 0 | 0 | 18453.4101 | 0.026732 | 11 | Commercial_2021_Technical_GWh_Before Competition Groups_11 | Central Lighting Control System | 2.673% | 0 | 493.2961 | Commercial_2021_Technical_GWh_Before Competition Groups_Central Lighting Control System
Commercial | Com ¦ LED EXTERIOR AREA LIGHTS - LED fixture (200W) | 2021 | Technical | GWh | Before Competition Groups | 478.8971 | 0 | 0 | 18453.4101 | 0.025952 | 12 | Commercial_2021_Technical_GWh_Before Competition Groups_12 | LED EXTERIOR AREA LIGHTS - LED fixture (200W) | 2.595% | 0 | 478.8971 | Commercial_2021_Technical_GWh_Before Competition Groups_LED EXTERIOR AREA LIGHTS - LED fixture (200W)
Commercial | Com ¦ LED parking lot fixture | 2021 | Technical | GWh | Before Competition Groups | 468.3723 | 0 | 0 | 18453.4101 | 0.025381 | 13 | Commercial_2021_Technical_GWh_Before Competition Groups_13 | LED parking lot fixture | 2.538% | 0 | 468.3723 | Commercial_2021_Technical_GWh_Before Competition Groups_LED parking lot fixture
Commercial | Com ¦ Variable Refrigerant Flow Heat Pump | 2021 | Technical | GWh | Before Competition Groups | 347.0665 | 0 | 0 | 18453.4101 | 0.018808 | 14 | Commercial_2021_Technical_GWh_Before Competition Groups_14 | Variable Refrigerant Flow Heat Pump | 1.881% | 0 | 347.0665 | Commercial_2021_Technical_GWh_Before Competition Groups_Variable Refrigerant Flow Heat Pump
Commercial | Com ¦ Advanced BAS/Controllers | 2021 | Technical | GWh | Before Competition Groups | 313.9111 | 0 | 0 | 18453.4101 | 0.017011 | 15 | Commercial_2021_Technical_GWh_Before Competition Groups_15 | Advanced BAS/Controllers | 1.701% | 0 | 313.9111 | Commercial_2021_Technical_GWh_Before Competition Groups_Advanced BAS/Controllers
Commercial | Com ¦ LED street light fixture | 2021 | Technical | GWh | Before Competition Groups | 274.0689 | 0 | 0 | 18453.4101 | 0.014852 | 16 | Commercial_2021_Technical_GWh_Before Competition Groups_16 | LED street light fixture | 1.485% | 0 | 274.0689 | Commercial_2021_Technical_GWh_Before Competition Groups_LED street light fixture
Commercial | Com ¦ Strip Curtains | 2021 | Technical | GWh | Before Competition Groups | 228.219 | 0 | 0 | 18453.4101 | 0.012367 | 17 | Commercial_2021_Technical_GWh_Before Competition Groups_17 | Strip Curtains | 1.237% | 0 | 228.219 | Commercial_2021_Technical_GWh_Before Competition Groups_Strip Curtains
Commercial | Com ¦ Variable Frequency Drive (VFD) | 2021 | Technical | GWh | Before Competition Groups | 222.653 | 0 | 0 | 18453.4101 | 0.012066 | 18 | Commercial_2021_Technical_GWh_Before Competition Groups_18 | Variable Frequency Drive (VFD) | 1.207% | 0 | 222.653 | Commercial_2021_Technical_GWh_Before Competition Groups_Variable Frequency Drive (VFD)
Commercial | Com ¦ Demand Control Ventilation | 2021 | Technical | GWh | Before Competition Groups | 218.2166 | 0 | 0 | 18453.4101 | 0.011825 | 19 | Commercial_2021_Technical_GWh_Before Competition Groups_19 | Demand Control Ventilation | 1.183% | 0 | 218.2166 | Commercial_2021_Technical_GWh_Before Competition Groups_Demand Control Ventilation
Commercial | Com ¦ Smart Strip Plug Outlets | 2021 | Technical | GWh | Before Competition Groups | 213.948 | 0 | 0 | 18453.4101 | 0.011594 | 20 | Commercial_2021_Technical_GWh_Before Competition Groups_20 | Smart Strip Plug Outlets | 1.159% | 0 | 213.948 | Commercial_2021_Technical_GWh_Before Competition Groups_Smart Strip Plug Outlets
Commercial | Com ¦ VFD on Pumps | 2021 | Technical | GWh | Before Competition Groups | 208.3768 | 0 | 0 | 18453.4101 | 0.011292 | 21 | Commercial_2021_Technical_GWh_Before Competition Groups_21 | VFD on Pumps | 1.129% | 0 | 208.3768 | Commercial_2021_Technical_GWh_Before Competition Groups_VFD on Pumps
Commercial | Com ¦ LED Replacement Lamp (Tube) | 2021 | Technical | GWh | Before Competition Groups | 185.7972 | 0 | 0 | 18453.4101 | 0.010068 | 22 | Commercial_2021_Technical_GWh_Before Competition Groups_22 | LED Replacement Lamp (Tube) | 1.007% | 0 | 185.7972 | Commercial_2021_Technical_GWh_Before Competition Groups_LED Replacement Lamp (Tube)
Commercial | Com ¦ Data Center Storage/Server Virtualization | 2021 | Technical | GWh | Before Competition Groups | 180.4078 | 0 | 0 | 18453.4101 | 0.0097764 | 23 | Commercial_2021_Technical_GWh_Before Competition Groups_23 | Data Center Storage/Server Virtualization | 0.9776% | 0 | 180.4078 | Commercial_2021_Technical_GWh_Before Competition Groups_Data Center Storage/Server Virtualization
Commercial | Com ¦ High Efficiency Air Source Heat Pump | 2021 | Technical | GWh | Before Competition Groups | 172.0755 | 0 | 0 | 18453.4101 | 0.0093249 | 24 | Commercial_2021_Technical_GWh_Before Competition Groups_24 | High Efficiency Air Source Heat Pump | 0.9325% | 0 | 172.0755 | Commercial_2021_Technical_GWh_Before Competition Groups_High Efficiency Air Source Heat Pump
Commercial | Com ¦ Air Handler with Dedicated Outdoor Air Systems | 2021 | Technical | GWh | Before Competition Groups | 169.9371 | 0 | 0 | 18453.4101 | 0.009209 | 25 | Commercial_2021_Technical_GWh_Before Competition Groups_25 | Air Handler with Dedicated Outdoor Air Systems | 0.9209% | 0 | 169.9371 | Commercial_2021_Technical_GWh_Before Competition Groups_Air Handler with Dedicated Outdoor Air Systems
Commercial | Com ¦ Centrally controlled desktop PC/NETWORK PC POWER MANAGEMENT SOFTWARE | 2021 | Technical | GWh | Before Competition Groups | 148.6004 | 0 | 0 | 18453.4101 | 0.0080527 | 26 | Commercial_2021_Technical_GWh_Before Competition Groups_26 | Centrally controlled desktop PC/NETWORK PC POWER MANAGEMENT SOFTWARE | 0.8053% | 0 | 148.6004 | Commercial_2021_Technical_GWh_Before Competition Groups_Centrally controlled desktop PC/NETWORK PC POWER MANAGEMENT SOFTWARE
Commercial | Com ¦ Adaptive Thermostats | 2021 | Technical | GWh | Before Competition Groups | 133.4748 | 0 | 0 | 18453.4101 | 0.0072331 | 27 | Commercial_2021_Technical_GWh_Before Competition Groups_27 | Adaptive Thermostats | 0.7233% | 0 | 133.4748 | Commercial_2021_Technical_GWh_Before Competition Groups_Adaptive Thermostats
Commercial | Com ¦ LED or Equivalent Sign Lighting | 2021 | Technical | GWh | Before Competition Groups | 124.669 | 0 | 0 | 18453.4101 | 0.0067559 | 28 | Commercial_2021_Technical_GWh_Before Competition Groups_28 | LED or Equivalent Sign Lighting | 0.6756% | 0 | 124.669 | Commercial_2021_Technical_GWh_Before Competition Groups_LED or Equivalent Sign Lighting
Commercial | Com ¦ Refrigerated Display Case Doors | 2021 | Technical | GWh | Before Competition Groups | 123.678 | 0 | 0 | 18453.4101 | 0.0067022 | 29 | Commercial_2021_Technical_GWh_Before Competition Groups_29 | Refrigerated Display Case Doors | 0.6702% | 0 | 123.678 | Commercial_2021_Technical_GWh_Before Competition Groups_Refrigerated Display Case Doors
Commercial | Com ¦ Door Gasket Freezer/Refrigerator | 2021 | Technical | GWh | Before Competition Groups | 119.058 | 0 | 0 | 18453.4101 | 0.0064518 | 30 | Commercial_2021_Technical_GWh_Before Competition Groups_30 | Door Gasket Freezer/Refrigerator | 0.6452% | 0 | 119.058 | Commercial_2021_Technical_GWh_Before Competition Groups_Door Gasket Freezer/Refrigerator
Commercial | Com ¦ Refrigerated Display Case LED | 2021 | Technical | GWh | Before Competition Groups | 107.0734 | 0 | 0 | 18453.4101 | 0.0058024 | 31 | Commercial_2021_Technical_GWh_Before Competition Groups_31 | Refrigerated Display Case LED | 0.5802% | 0 | 107.0734 | Commercial_2021_Technical_GWh_Before Competition Groups_Refrigerated Display Case LED
Commercial | Com ¦ ENERGY STAR LED LAMPS (General Service Lamps) | 2021 | Technical | GWh | Before Competition Groups | 106.0905 | 0 | 0 | 18453.4101 | 0.0057491 | 32 | Commercial_2021_Technical_GWh_Before Competition Groups_32 | ENERGY STAR LED LAMPS (General Service Lamps) | 0.5749% | 0 | 106.0905 | Commercial_2021_Technical_GWh_Before Competition Groups_ENERGY STAR LED LAMPS (General Service Lamps)
Commercial | Com ¦ ECM MOTORS FOR EVAPORATOR FANS for refrigeration (WALK-IN) | 2021 | Technical | GWh | Before Competition Groups | 105.4753 | 0 | 0 | 18453.4101 | 0.0057158 | 33 | Commercial_2021_Technical_GWh_Before Competition Groups_33 | ECM MOTORS FOR EVAPORATOR FANS for refrigeration (WALK-IN) | 0.5716% | 0 | 105.4753 | Commercial_2021_Technical_GWh_Before Competition Groups_ECM MOTORS FOR EVAPORATOR FANS for refrigeration (WALK-IN)
Commercial | Com ¦ Condensing Unit Heaters or other Efficient Unit Heating System | 2021 | Technical | GWh | Before Competition Groups | 101.085 | 0 | 0 | 18453.4101 | 0.0054778 | 34 | Commercial_2021_Technical_GWh_Before Competition Groups_34 | Condensing Unit Heaters or other Efficient Unit Heating System | 0.5478% | 0 | 101.085 | Commercial_2021_Technical_GWh_Before Competition Groups_Condensing Unit Heaters or other Efficient Unit Heating System
Commercial | Com ¦ Refrigeration Optimization | 2021 | Technical | GWh | Before Competition Groups | 100.5081 | 0 | 0 | 18453.4101 | 0.0054466 | 35 | Commercial_2021_Technical_GWh_Before Competition Groups_35 | Refrigeration Optimization | 0.5447% | 0 | 100.5081 | Commercial_2021_Technical_GWh_Before Competition Groups_Refrigeration Optimization
Commercial | Com ¦ High R-Value Glass Doors/no-heat glass door | 2021 | Technical | GWh | Before Competition Groups | 93.3531 | 0 | 0 | 18453.4101 | 0.0050589 | 36 | Commercial_2021_Technical_GWh_Before Competition Groups_36 | High R-Value Glass Doors/no-heat glass door | 0.5059% | 0 | 93.3531 | Commercial_2021_Technical_GWh_Before Competition Groups_High R-Value Glass Doors/no-heat glass door
Commercial | Com ¦ Indoor Daylight Sensors/Photocell Dimming Control | 2021 | Technical | GWh | Before Competition Groups | 90.9404 | 0 | 0 | 18453.4101 | 0.0049281 | 37 | Commercial_2021_Technical_GWh_Before Competition Groups_37 | Indoor Daylight Sensors/Photocell Dimming Control | 0.4928% | 0 | 90.9404 | Commercial_2021_Technical_GWh_Before Competition Groups_Indoor Daylight Sensors/Photocell Dimming Control
Commercial | Com ¦ ENERGY STAR FREEZER | 2021 | Technical | GWh | Before Competition Groups | 86.9413 | 0 | 0 | 18453.4101 | 0.0047114 | 38 | Commercial_2021_Technical_GWh_Before Competition Groups_38 | ENERGY STAR FREEZER | 0.4711% | 0 | 86.9413 | Commercial_2021_Technical_GWh_Before Competition Groups_ENERGY STAR FREEZER
Commercial | Com ¦ Freezer Case Light Sensor | 2021 | Technical | GWh | Before Competition Groups | 86.8713 | 0 | 0 | 18453.4101 | 0.0047076 | 39 | Commercial_2021_Technical_GWh_Before Competition Groups_39 | Freezer Case Light Sensor | 0.4708% | 0 | 86.8713 | Commercial_2021_Technical_GWh_Before Competition Groups_Freezer Case Light Sensor
Commercial | Com ¦ Reach-in Shaded Pole to ECM/PSC Evaporator Fan Motor | 2021 | Technical | GWh | Before Competition Groups | 86.5731 | 0 | 0 | 18453.4101 | 0.0046914 | 40 | Commercial_2021_Technical_GWh_Before Competition Groups_40 | Reach-in Shaded Pole to ECM/PSC Evaporator Fan Motor | 0.4691% | 0 | 86.5731 | Commercial_2021_Technical_GWh_Before Competition Groups_Reach-in Shaded Pole to ECM/PSC Evaporator Fan Motor
Commercial | Com ¦ Evaporator Fan Controls | 2021 | Technical | GWh | Before Competition Groups | 84.7392 | 0 | 0 | 18453.4101 | 0.0045921 | 41 | Commercial_2021_Technical_GWh_Before Competition Groups_41 | Evaporator Fan Controls | 0.4592% | 0 | 84.7392 | Commercial_2021_Technical_GWh_Before Competition Groups_Evaporator Fan Controls
Commercial | Com ¦ Adding reflective (White) roof treatment or a green roof | 2021 | Technical | GWh | Before Competition Groups | 79.7212 | 0 | 0 | 18453.4101 | 0.0043201 | 42 | Commercial_2021_Technical_GWh_Before Competition Groups_42 | Adding reflective (White) roof treatment or a green roof | 0.432% | 0 | 79.7212 | Commercial_2021_Technical_GWh_Before Competition Groups_Adding reflective (White) roof treatment or a green roof
Commercial | Com ¦ Demand Control Kitchen Ventilation | 2021 | Technical | GWh | Before Competition Groups | 75.733 | 0 | 0 | 18453.4101 | 0.004104 | 43 | Commercial_2021_Technical_GWh_Before Competition Groups_43 | Demand Control Kitchen Ventilation | 0.4104% | 0 | 75.733 | Commercial_2021_Technical_GWh_Before Competition Groups_Demand Control Kitchen Ventilation
Commercial | Com ¦ Occupancy Sensors | 2021 | Technical | GWh | Before Competition Groups | 69.305 | 0 | 0 | 18453.4101 | 0.0037557 | 44 | Commercial_2021_Technical_GWh_Before Competition Groups_44 | Occupancy Sensors | 0.3756% | 0 | 69.305 | Commercial_2021_Technical_GWh_Before Competition Groups_Occupancy Sensors
Commercial | Com ¦ HOTEL OCCUPANCY CONTROLS (HVAC + LIGHTING) | 2021 | Technical | GWh | Before Competition Groups | 64.2425 | 0 | 0 | 18453.4101 | 0.0034813 | 45 | Commercial_2021_Technical_GWh_Before Competition Groups_45 | HOTEL OCCUPANCY CONTROLS (HVAC + LIGHTING) | 0.3481% | 0 | 64.2425 | Commercial_2021_Technical_GWh_Before Competition Groups_HOTEL OCCUPANCY CONTROLS (HVAC + LIGHTING)
Commercial | Com ¦ Refrigeration Commissioning | 2021 | Technical | GWh | Before Competition Groups | 58.119 | 0 | 0 | 18453.4101 | 0.0031495 | 46 | Commercial_2021_Technical_GWh_Before Competition Groups_46 | Refrigeration Commissioning | 0.315% | 0 | 58.119 | Commercial_2021_Technical_GWh_Before Competition Groups_Refrigeration Commissioning
Commercial | Com ¦ Unitary Air-Conditioning Unit | 2021 | Technical | GWh | Before Competition Groups | 52.0316 | 0 | 0 | 18453.4101 | 0.0028196 | 47 | Commercial_2021_Technical_GWh_Before Competition Groups_47 | Unitary Air-Conditioning Unit | 0.282% | 0 | 52.0316 | Commercial_2021_Technical_GWh_Before Competition Groups_Unitary Air-Conditioning Unit
Commercial | Com ¦ ENERGY STAR Refrigerator | 2021 | Technical | GWh | Before Competition Groups | 43.0044 | 0 | 0 | 18453.4101 | 0.0023304 | 48 | Commercial_2021_Technical_GWh_Before Competition Groups_48 | ENERGY STAR Refrigerator | 0.233% | 0 | 43.0044 | Commercial_2021_Technical_GWh_Before Competition Groups_ENERGY STAR Refrigerator
Commercial | Com ¦ ENERGY STAR ICE MACHINES - Ice Making Head | 2021 | Technical | GWh | Before Competition Groups | 38.9109 | 0 | 0 | 18453.4101 | 0.0021086 | 49 | Commercial_2021_Technical_GWh_Before Competition Groups_49 | ENERGY STAR ICE MACHINES - Ice Making Head | 0.2109% | 0 | 38.9109 | Commercial_2021_Technical_GWh_Before Competition Groups_ENERGY STAR ICE MACHINES - Ice Making Head
Commercial | Com ¦ Condensing Make Up Air Unit | 2021 | Technical | GWh | Before Competition Groups | 32.6216 | 0 | 0 | 18453.4101 | 0.0017678 | 50 | Commercial_2021_Technical_GWh_Before Competition Groups_50 | Condensing Make Up Air Unit | 0.1768% | 0 | 32.6216 | Commercial_2021_Technical_GWh_Before Competition Groups_Condensing Make Up Air Unit
Commercial | Com ¦ Temperature Adjustment in Commercial Freezers | 2021 | Technical | GWh | Before Competition Groups | 32.4033 | 0 | 0 | 18453.4101 | 0.001756 | 51 | Commercial_2021_Technical_GWh_Before Competition Groups_51 | Temperature Adjustment in Commercial Freezers | 0.1756% | 0 | 32.4033 | Commercial_2021_Technical_GWh_Before Competition Groups_Temperature Adjustment in Commercial Freezers
Commercial | Com ¦ Elec Storage WH 2.30 Et | 2021 | Technical | GWh | Before Competition Groups | 32.2409 | 0 | 0 | 18453.4101 | 0.0017472 | 52 | Commercial_2021_Technical_GWh_Before Competition Groups_52 | Elec Storage WH 2.30 Et | 0.1747% | 0 | 32.2409 | Commercial_2021_Technical_GWh_Before Competition Groups_Elec Storage WH 2.30 Et
Commercial | Com ¦ BEVERAGE VENDING MACHINE CONTROLS | 2021 | Technical | GWh | Before Competition Groups | 30.424 | 0 | 0 | 18453.4101 | 0.0016487 | 53 | Commercial_2021_Technical_GWh_Before Competition Groups_53 | BEVERAGE VENDING MACHINE CONTROLS | 0.1649% | 0 | 30.424 | Commercial_2021_Technical_GWh_Before Competition Groups_BEVERAGE VENDING MACHINE CONTROLS
Commercial | Com ¦ Super-High Efficiency Furnaces (Emerging Tech) | 2021 | Technical | GWh | Before Competition Groups | 29.0993 | 0 | 0 | 18453.4101 | 0.0015769 | 54 | Commercial_2021_Technical_GWh_Before Competition Groups_54 | Super-High Efficiency Furnaces (Emerging Tech) | 0.1577% | 0 | 29.0993 | Commercial_2021_Technical_GWh_Before Competition Groups_Super-High Efficiency Furnaces (Emerging Tech)
Commercial | Com ¦ Energy Efficient Laboratory Fume Hood | 2021 | Technical | GWh | Before Competition Groups | 28.86 | 0 | 0 | 18453.4101 | 0.0015639 | 55 | Commercial_2021_Technical_GWh_Before Competition Groups_55 | Energy Efficient Laboratory Fume Hood | 0.1564% | 0 | 28.86 | Commercial_2021_Technical_GWh_Before Competition Groups_Energy Efficient Laboratory Fume Hood
Commercial | Com ¦ CO Sensors for parking garage exhaust fans | 2021 | Technical | GWh | Before Competition Groups | 26.8639 | 0 | 0 | 18453.4101 | 0.0014558 | 56 | Commercial_2021_Technical_GWh_Before Competition Groups_56 | CO Sensors for parking garage exhaust fans | 0.1456% | 0 | 26.8639 | Commercial_2021_Technical_GWh_Before Competition Groups_CO Sensors for parking garage exhaust fans
Commercial | Com ¦ Vertical Night Covers | 2021 | Technical | GWh | Before Competition Groups | 25.1362 | 0 | 0 | 18453.4101 | 0.0013621 | 57 | Commercial_2021_Technical_GWh_Before Competition Groups_57 | Vertical Night Covers | 0.1362% | 0 | 25.1362 | Commercial_2021_Technical_GWh_Before Competition Groups_Vertical Night Covers
Commercial | Com ¦ Anti-sweat heat (ASH) controls - Cooler/Freezer | 2021 | Technical | GWh | Before Competition Groups | 23.5327 | 0 | 0 | 18453.4101 | 0.0012753 | 58 | Commercial_2021_Technical_GWh_Before Competition Groups_58 | Anti-sweat heat (ASH) controls - Cooler/Freezer | 0.1275% | 0 | 23.5327 | Commercial_2021_Technical_GWh_Before Competition Groups_Anti-sweat heat (ASH) controls - Cooler/Freezer
Commercial | Com ¦ Duct Insulation, R8 | 2021 | Technical | GWh | Before Competition Groups | 22.378 | 0 | 0 | 18453.4101 | 0.0012127 | 59 | Commercial_2021_Technical_GWh_Before Competition Groups_59 | Duct Insulation, R8 | 0.1213% | 0 | 22.378 | Commercial_2021_Technical_GWh_Before Competition Groups_Duct Insulation, R8
Commercial | Com ¦ Water Heating (DHW) Pipe Insulation (Add 3/4\ Foam)" | 2021 | Technical | GWh | Before Competition Groups | 21.6351 | 0 | 0 | 18453.4101 | 0.0011724 | 60 | Commercial_2021_Technical_GWh_Before Competition Groups_60 | Water Heating (DHW) Pipe Insulation (Add 3/4\ Foam)" | 0.1172% | 0 | 21.6351 | Commercial_2021_Technical_GWh_Before Competition Groups_Water Heating (DHW) Pipe Insulation (Add 3/4\ Foam)"
Commercial | Com ¦ Ground Source Heat Pump | 2021 | Technical | GWh | Before Competition Groups | 17.5366 | 0 | 0 | 18453.4101 | 0.00095032 | 61 | Commercial_2021_Technical_GWh_Before Competition Groups_61 | Ground Source Heat Pump | 0.09503% | 0 | 17.5366 | Commercial_2021_Technical_GWh_Before Competition Groups_Ground Source Heat Pump
Commercial | Com ¦ Outside Air Economizer | 2021 | Technical | GWh | Before Competition Groups | 15.8038 | 0 | 0 | 18453.4101 | 0.00085641 | 62 | Commercial_2021_Technical_GWh_Before Competition Groups_62 | Outside Air Economizer | 0.08564% | 0 | 15.8038 | Commercial_2021_Technical_GWh_Before Competition Groups_Outside Air Economizer
Commercial | Com ¦ Suction Pipe Insulation Freezer/Refrigerator | 2021 | Technical | GWh | Before Competition Groups | 13.738 | 0 | 0 | 18453.4101 | 0.00074447 | 63 | Commercial_2021_Technical_GWh_Before Competition Groups_63 | Suction Pipe Insulation Freezer/Refrigerator | 0.07445% | 0 | 13.738 | Commercial_2021_Technical_GWh_Before Competition Groups_Suction Pipe Insulation Freezer/Refrigerator
Commercial | Com ¦ ENERGY STAR Griddle (74% eff) | 2021 | Technical | GWh | Before Competition Groups | 12.6098 | 0 | 0 | 18453.4101 | 0.00068333 | 64 | Commercial_2021_Technical_GWh_Before Competition Groups_64 | ENERGY STAR Griddle (74% eff) | 0.06833% | 0 | 12.6098 | Commercial_2021_Technical_GWh_Before Competition Groups_ENERGY STAR Griddle (74% eff)
Commercial | Com ¦ Roof Insulation/Ceiling Insulation (R25 Code to R35) | 2021 | Technical | GWh | Before Competition Groups | 12.5804 | 0 | 0 | 18453.4101 | 0.00068174 | 65 | Commercial_2021_Technical_GWh_Before Competition Groups_65 | Roof Insulation/Ceiling Insulation (R25 Code to R35) | 0.06817% | 0 | 12.5804 | Commercial_2021_Technical_GWh_Before Competition Groups_Roof Insulation/Ceiling Insulation (R25 Code to R35)
Commercial | Com ¦ Chilled Water Optimization | 2021 | Technical | GWh | Before Competition Groups | 12.2849 | 0 | 0 | 18453.4101 | 0.00066572 | 66 | Commercial_2021_Technical_GWh_Before Competition Groups_66 | Chilled Water Optimization | 0.06657% | 0 | 12.2849 | Commercial_2021_Technical_GWh_Before Competition Groups_Chilled Water Optimization
Commercial | Com ¦ Evaporator Coil Defrost (Cooler) | 2021 | Technical | GWh | Before Competition Groups | 11.3214 | 0 | 0 | 18453.4101 | 0.00061351 | 67 | Commercial_2021_Technical_GWh_Before Competition Groups_67 | Evaporator Coil Defrost (Cooler) | 0.06135% | 0 | 11.3214 | Commercial_2021_Technical_GWh_Before Competition Groups_Evaporator Coil Defrost (Cooler)
Commercial | Com ¦ Water Source Heat Pump (4 ton) | 2021 | Technical | GWh | Before Competition Groups | 9.5194 | 0 | 0 | 18453.4101 | 0.00051586 | 68 | Commercial_2021_Technical_GWh_Before Competition Groups_68 | Water Source Heat Pump (4 ton) | 0.05159% | 0 | 9.5194 | Commercial_2021_Technical_GWh_Before Competition Groups_Water Source Heat Pump (4 ton)
Commercial | Com ¦ High Efficiency Small Instantaneous Water Heater | 2021 | Technical | GWh | Before Competition Groups | 8.8668 | 0 | 0 | 18453.4101 | 0.00048049 | 69 | Commercial_2021_Technical_GWh_Before Competition Groups_69 | High Efficiency Small Instantaneous Water Heater | 0.04805% | 0 | 8.8668 | Commercial_2021_Technical_GWh_Before Competition Groups_High Efficiency Small Instantaneous Water Heater
Commercial | Com ¦ ENERGY STAR Dishwasher | 2021 | Technical | GWh | Before Competition Groups | 8.4929 | 0 | 0 | 18453.4101 | 0.00046024 | 70 | Commercial_2021_Technical_GWh_Before Competition Groups_70 | ENERGY STAR Dishwasher | 0.04602% | 0 | 8.4929 | Commercial_2021_Technical_GWh_Before Competition Groups_ENERGY STAR Dishwasher
Commercial | Com ¦ LED RECESSED DOWNLIGHTS | 2021 | Technical | GWh | Before Competition Groups | 7.8871 | 0 | 0 | 18453.4101 | 0.00042741 | 71 | Commercial_2021_Technical_GWh_Before Competition Groups_71 | LED RECESSED DOWNLIGHTS | 0.04274% | 0 | 7.8871 | Commercial_2021_Technical_GWh_Before Competition Groups_LED RECESSED DOWNLIGHTS
Commercial | Com ¦ Ozone Laundry Treatment | 2021 | Technical | GWh | Before Competition Groups | 6.0491 | 0 | 0 | 18453.4101 | 0.0003278 | 72 | Commercial_2021_Technical_GWh_Before Competition Groups_72 | Ozone Laundry Treatment | 0.03278% | 0 | 6.0491 | Commercial_2021_Technical_GWh_Before Competition Groups_Ozone Laundry Treatment
Commercial | Com ¦ Efficient compressor motor | 2021 | Technical | GWh | Before Competition Groups | 5.3111 | 0 | 0 | 18453.4101 | 0.00028781 | 73 | Commercial_2021_Technical_GWh_Before Competition Groups_73 | Efficient compressor motor | 0.02878% | 0 | 5.3111 | Commercial_2021_Technical_GWh_Before Competition Groups_Efficient compressor motor
Commercial | Com ¦ Demand controlled Circulating Systems | 2021 | Technical | GWh | Before Competition Groups | 4.6362 | 0 | 0 | 18453.4101 | 0.00025124 | 74 | Commercial_2021_Technical_GWh_Before Competition Groups_74 | Demand controlled Circulating Systems | 0.02512% | 0 | 4.6362 | Commercial_2021_Technical_GWh_Before Competition Groups_Demand controlled Circulating Systems
Commercial | Com ¦ SYNCHRONOUS BELT | 2021 | Technical | GWh | Before Competition Groups | 4.5862 | 0 | 0 | 18453.4101 | 0.00024853 | 75 | Commercial_2021_Technical_GWh_Before Competition Groups_75 | SYNCHRONOUS BELT | 0.02485% | 0 | 4.5862 | Commercial_2021_Technical_GWh_Before Competition Groups_SYNCHRONOUS BELT
Commercial | Com ¦ ENERGY STAR Fryer (84% eff) | 2021 | Technical | GWh | Before Competition Groups | 4.3617 | 0 | 0 | 18453.4101 | 0.00023636 | 76 | Commercial_2021_Technical_GWh_Before Competition Groups_76 | ENERGY STAR Fryer (84% eff) | 0.02364% | 0 | 4.3617 | Commercial_2021_Technical_GWh_Before Competition Groups_ENERGY STAR Fryer (84% eff)
Commercial | Com ¦ Wall Insulation | 2021 | Technical | GWh | Before Competition Groups | 2.6926 | 0 | 0 | 18453.4101 | 0.00014592 | 77 | Commercial_2021_Technical_GWh_Before Competition Groups_77 | Wall Insulation | 0.01459% | 0 | 2.6926 | Commercial_2021_Technical_GWh_Before Competition Groups_Wall Insulation
Commercial | Com ¦ Solar Preheat Make up Air | 2021 | Technical | GWh | Before Competition Groups | 2.659 | 0 | 0 | 18453.4101 | 0.0001441 | 78 | Commercial_2021_Technical_GWh_Before Competition Groups_78 | Solar Preheat Make up Air | 0.01441% | 0 | 2.659 | Commercial_2021_Technical_GWh_Before Competition Groups_Solar Preheat Make up Air
Commercial | Com ¦ ECM MOTORS FOR HVAC APPLICATION (FAN-POWERED VAV BOX) | 2021 | Technical | GWh | Before Competition Groups | 2.5273 | 0 | 0 | 18453.4101 | 0.00013696 | 79 | Commercial_2021_Technical_GWh_Before Competition Groups_79 | ECM MOTORS FOR HVAC APPLICATION (FAN-POWERED VAV BOX) | 0.0137% | 0 | 2.5273 | Commercial_2021_Technical_GWh_Before Competition Groups_ECM MOTORS FOR HVAC APPLICATION (FAN-POWERED VAV BOX)
Commercial | Com ¦ Notched V belts for HVAC Systems | 2021 | Technical | GWh | Before Competition Groups | 2.2931 | 0 | 0 | 18453.4101 | 0.00012427 | 80 | Commercial_2021_Technical_GWh_Before Competition Groups_80 | Notched V belts for HVAC Systems | 0.01243% | 0 | 2.2931 | Commercial_2021_Technical_GWh_Before Competition Groups_Notched V belts for HVAC Systems
Commercial | Com ¦ ENERGY STAR Steam Cookers | 2021 | Technical | GWh | Before Competition Groups | 2.1372 | 0 | 0 | 18453.4101 | 0.00011582 | 81 | Commercial_2021_Technical_GWh_Before Competition Groups_81 | ENERGY STAR Steam Cookers | 0.01158% | 0 | 2.1372 | Commercial_2021_Technical_GWh_Before Competition Groups_ENERGY STAR Steam Cookers
Commercial | Com ¦ Thermostat Setback | 2021 | Technical | GWh | Before Competition Groups | 1.2781 | 0 | 0 | 18453.4101 | 6.9261e-05 | 82 | Commercial_2021_Technical_GWh_Before Competition Groups_82 | Thermostat Setback | 0.006926% | 0 | 1.2781 | Commercial_2021_Technical_GWh_Before Competition Groups_Thermostat Setback
Commercial | Com ¦ Auto Off Time Switch or Time Clock control | 2021 | Technical | GWh | Before Competition Groups | 1.2426 | 0 | 0 | 18453.4101 | 6.7338e-05 | 83 | Commercial_2021_Technical_GWh_Before Competition Groups_83 | Auto Off Time Switch or Time Clock control | 0.006734% | 0 | 1.2426 | Commercial_2021_Technical_GWh_Before Competition Groups_Auto Off Time Switch or Time Clock control
Commercial | Com ¦ Solar Water Preheat (Pools/DHW) | 2021 | Technical | GWh | Before Competition Groups | 0.96744 | 0 | 0 | 18453.4101 | 5.2426e-05 | 84 | Commercial_2021_Technical_GWh_Before Competition Groups_84 | Solar Water Preheat (Pools/DHW) | 0.005243% | 0 | 0.96744 | Commercial_2021_Technical_GWh_Before Competition Groups_Solar Water Preheat (Pools/DHW)
Commercial | Com ¦ Heat Pump Water Heater (50 Gallons) | 2021 | Technical | GWh | Before Competition Groups | 0.89028 | 0 | 0 | 18453.4101 | 4.8245e-05 | 85 | Commercial_2021_Technical_GWh_Before Competition Groups_85 | Heat Pump Water Heater (50 Gallons) | 0.004824% | 0 | 0.89028 | Commercial_2021_Technical_GWh_Before Competition Groups_Heat Pump Water Heater (50 Gallons)
Commercial | Com ¦ PTAC (12 EER/10,000 BTU) | 2021 | Technical | GWh | Before Competition Groups | 0.8466 | 0 | 0 | 18453.4101 | 4.5878e-05 | 86 | Commercial_2021_Technical_GWh_Before Competition Groups_86 | PTAC (12 EER/10,000 BTU) | 0.004588% | 0 | 0.8466 | Commercial_2021_Technical_GWh_Before Competition Groups_PTAC (12 EER/10,000 BTU)
Commercial | Com ¦ Room AC (w/ louvered sides) 14 SEER from 12 SEER code | 2021 | Technical | GWh | Before Competition Groups | 0.84598 | 0 | 0 | 18453.4101 | 4.5844e-05 | 87 | Commercial_2021_Technical_GWh_Before Competition Groups_87 | Room AC (w/ louvered sides) 14 SEER from 12 SEER code | 0.004584% | 0 | 0.84598 | Commercial_2021_Technical_GWh_Before Competition Groups_Room AC (w/ louvered sides) 14 SEER from 12 SEER code
Commercial | Com ¦ Commercial Hot Food Holding Cabinets | 2021 | Technical | GWh | Before Competition Groups | 0.62747 | 0 | 0 | 18453.4101 | 3.4003e-05 | 88 | Commercial_2021_Technical_GWh_Before Competition Groups_88 | Commercial Hot Food Holding Cabinets | 0.0034% | 0 | 0.62747 | Commercial_2021_Technical_GWh_Before Competition Groups_Commercial Hot Food Holding Cabinets
Commercial | Com ¦ CEE Tier 2/Energy Star Clothes Washers | 2021 | Technical | GWh | Before Competition Groups | 0.54996 | 0 | 0 | 18453.4101 | 2.9802e-05 | 89 | Commercial_2021_Technical_GWh_Before Competition Groups_89 | CEE Tier 2/Energy Star Clothes Washers | 0.00298% | 0 | 0.54996 | Commercial_2021_Technical_GWh_Before Competition Groups_CEE Tier 2/Energy Star Clothes Washers
Commercial | Com ¦ HVAC Optimization | 2021 | Technical | GWh | Before Competition Groups | 0.46467 | 0 | 0 | 18453.4101 | 2.5181e-05 | 90 | Commercial_2021_Technical_GWh_Before Competition Groups_90 | HVAC Optimization | 0.002518% | 0 | 0.46467 | Commercial_2021_Technical_GWh_Before Competition Groups_HVAC Optimization
Commercial | Com ¦ Low Flow Pre-Rinse Spray Nozzle | 2021 | Technical | GWh | Before Competition Groups | 0.43562 | 0 | 0 | 18453.4101 | 2.3607e-05 | 91 | Commercial_2021_Technical_GWh_Before Competition Groups_91 | Low Flow Pre-Rinse Spray Nozzle | 0.002361% | 0 | 0.43562 | Commercial_2021_Technical_GWh_Before Competition Groups_Low Flow Pre-Rinse Spray Nozzle
Commercial | Com ¦ Solar Electric Water Heater (50 Gallon) | 2021 | Technical | GWh | Before Competition Groups | 0.38308 | 0 | 0 | 18453.4101 | 2.0759e-05 | 92 | Commercial_2021_Technical_GWh_Before Competition Groups_92 | Solar Electric Water Heater (50 Gallon) | 0.002076% | 0 | 0.38308 | Commercial_2021_Technical_GWh_Before Competition Groups_Solar Electric Water Heater (50 Gallon)
Commercial | COM ¦ Ductless Mini-Split Heat Pumps | 2021 | Technical | GWh | Before Competition Groups | 0.38085 | 0 | 0 | 18453.4101 | 2.0638e-05 | 93 | Commercial_2021_Technical_GWh_Before Competition Groups_93 | Ductless Mini-Split Heat Pumps | 0.002064% | 0 | 0.38085 | Commercial_2021_Technical_GWh_Before Competition Groups_Ductless Mini-Split Heat Pumps
Commercial | Com ¦ EC Plug Fan for Data Center (under cabinet) | 2021 | Technical | GWh | Before Competition Groups | 0.17296 | 0 | 0 | 18453.4101 | 9.3725e-06 | 94 | Commercial_2021_Technical_GWh_Before Competition Groups_94 | EC Plug Fan for Data Center (under cabinet) | 0.0009373% | 0 | 0.17296 | Commercial_2021_Technical_GWh_Before Competition Groups_EC Plug Fan for Data Center (under cabinet)
Commercial | Com ¦ High Efficiency Chiller (avg of water and air cooled) | 2021 | Technical | GWh | Before Competition Groups | 0.16662 | 0 | 0 | 18453.4101 | 9.029e-06 | 95 | Commercial_2021_Technical_GWh_Before Competition Groups_95 | High Efficiency Chiller (avg of water and air cooled) | 0.0009029% | 0 | 0.16662 | Commercial_2021_Technical_GWh_Before Competition Groups_High Efficiency Chiller (avg of water and air cooled)
Commercial | Com ¦ Exterior Photocell | 2021 | Technical | GWh | Before Competition Groups | 0.076908 | 0 | 0 | 18453.4101 | 4.1677e-06 | 96 | Commercial_2021_Technical_GWh_Before Competition Groups_96 | Exterior Photocell | 0.0004168% | 0 | 0.076908 | Commercial_2021_Technical_GWh_Before Competition Groups_Exterior Photocell
Commercial | Com ¦ eCube | 2021 | Technical | GWh | Before Competition Groups | 0.055664 | 0 | 0 | 18453.4101 | 3.0165e-06 | 97 | Commercial_2021_Technical_GWh_Before Competition Groups_97 | eCube | 0.0003016% | 0 | 0.055664 | Commercial_2021_Technical_GWh_Before Competition Groups_eCube
Commercial | Com ¦ Air Curtains | 2021 | Technical | GWh | Before Competition Groups | 0.049177 | 0 | 0 | 18453.4101 | 2.6649e-06 | 98 | Commercial_2021_Technical_GWh_Before Competition Groups_98 | Air Curtains | 0.0002665% | 0 | 0.049177 | Commercial_2021_Technical_GWh_Before Competition Groups_Air Curtains
Commercial | Com ¦ VSD Air Compressor | 2021 | Technical | GWh | Before Competition Groups | 0.015055 | 0 | 0 | 18453.4101 | 8.1585e-07 | 99 | Commercial_2021_Technical_GWh_Before Competition Groups_99 | VSD Air Compressor | 8.158e-05% | 0 | 0.015055 | Commercial_2021_Technical_GWh_Before Competition Groups_VSD Air Compressor
Commercial | Com ¦ High Efficiency Induction Cooking | 2021 | Technical | GWh | Before Competition Groups | 0.0058355 | 0 | 0 | 18453.4101 | 3.1623e-07 | 100 | Commercial_2021_Technical_GWh_Before Competition Groups_100 | High Efficiency Induction Cooking | 3.162e-05% | 0 | 0.0058355 | Commercial_2021_Technical_GWh_Before Competition Groups_High Efficiency Induction Cooking
Commercial | Com ¦ Electric Convection Combination Ovens | 2021 | Technical | GWh | Before Competition Groups | 0.0011488 | 0 | 0 | 18453.4101 | 6.2254e-08 | 101 | Commercial_2021_Technical_GWh_Before Competition Groups_101 | Electric Convection Combination Ovens | 6.225e-06% | 0 | 0.0011488 | Commercial_2021_Technical_GWh_Before Competition Groups_Electric Convection Combination Ovens
Commercial | Com ¦ Building Recommissioning, Operations and Maintenance (O&M) Improvements | 2022 | Economic | GWh | Before Competition Groups | 2397.083 | 0 | 0 | 12500.3065 | 0.19176 | 1 | Commercial_2022_Economic_GWh_Before Competition Groups_1 | Building Recommissioning, Operations and Maintenance (O&M) Improvements | 19.18% | 0 | 2397.083 | Commercial_2022_Economic_GWh_Before Competition Groups_Building Recommissioning, Operations and Maintenance (O&M) Improvements
Commercial | Com ¦ LED Troffer/Surface/Suspended | 2022 | Economic | GWh | Before Competition Groups | 1057.1291 | 0 | 0 | 12500.3065 | 0.084568 | 2 | Commercial_2022_Economic_GWh_Before Competition Groups_2 | LED Troffer/Surface/Suspended | 8.457% | 0 | 1057.1291 | Commercial_2022_Economic_GWh_Before Competition Groups_LED Troffer/Surface/Suspended
Commercial | Com ¦ LED Low/High Bay | 2022 | Economic | GWh | Before Competition Groups | 1000.3061 | 0 | 0 | 12500.3065 | 0.080023 | 3 | Commercial_2022_Economic_GWh_Before Competition Groups_3 | LED Low/High Bay | 8.002% | 0 | 1000.3061 | Commercial_2022_Economic_GWh_Before Competition Groups_LED Low/High Bay
Commercial | Com ¦ Education and Capacity Building/Energy Behavior | 2022 | Economic | GWh | Before Competition Groups | 889.135 | 0 | 0 | 12500.3065 | 0.071129 | 4 | Commercial_2022_Economic_GWh_Before Competition Groups_4 | Education and Capacity Building/Energy Behavior | 7.113% | 0 | 889.135 | Commercial_2022_Economic_GWh_Before Competition Groups_Education and Capacity Building/Energy Behavior
Commercial | Com ¦ ENERGY STAR LED LAMPS (REFLECTOR LAMPs/MR16/PAR 16) | 2022 | Economic | GWh | Before Competition Groups | 865.1623 | 0 | 0 | 12500.3065 | 0.069211 | 5 | Commercial_2022_Economic_GWh_Before Competition Groups_5 | ENERGY STAR LED LAMPS (REFLECTOR LAMPs/MR16/PAR 16) | 6.921% | 0 | 865.1623 | Commercial_2022_Economic_GWh_Before Competition Groups_ENERGY STAR LED LAMPS (REFLECTOR LAMPs/MR16/PAR 16)
Commercial | Com ¦ Furnace Tune-Up | 2022 | Economic | GWh | Before Competition Groups | 658.2238 | 0 | 0 | 12500.3065 | 0.052657 | 6 | Commercial_2022_Economic_GWh_Before Competition Groups_6 | Furnace Tune-Up | 5.266% | 0 | 658.2238 | Commercial_2022_Economic_GWh_Before Competition Groups_Furnace Tune-Up
Commercial | Com ¦ LED EXTERIOR AREA LIGHTS - LED fixture (200W) | 2022 | Economic | GWh | Before Competition Groups | 513.0862 | 0 | 0 | 12500.3065 | 0.041046 | 7 | Commercial_2022_Economic_GWh_Before Competition Groups_7 | LED EXTERIOR AREA LIGHTS - LED fixture (200W) | 4.105% | 0 | 513.0862 | Commercial_2022_Economic_GWh_Before Competition Groups_LED EXTERIOR AREA LIGHTS - LED fixture (200W)
Commercial | Com ¦ LED parking lot fixture | 2022 | Economic | GWh | Before Competition Groups | 501.1105 | 0 | 0 | 12500.3065 | 0.040088 | 8 | Commercial_2022_Economic_GWh_Before Competition Groups_8 | LED parking lot fixture | 4.009% | 0 | 501.1105 | Commercial_2022_Economic_GWh_Before Competition Groups_LED parking lot fixture
Commercial | Com ¦ LLLC - Low Impact Application | 2022 | Economic | GWh | Before Competition Groups | 338.1878 | 0 | 0 | 12500.3065 | 0.027054 | 9 | Commercial_2022_Economic_GWh_Before Competition Groups_9 | LLLC - Low Impact Application | 2.705% | 0 | 338.1878 | Commercial_2022_Economic_GWh_Before Competition Groups_LLLC - Low Impact Application
Commercial | Com ¦ Advanced BAS/Controllers | 2022 | Economic | GWh | Before Competition Groups | 315.2911 | 0 | 0 | 12500.3065 | 0.025223 | 10 | Commercial_2022_Economic_GWh_Before Competition Groups_10 | Advanced BAS/Controllers | 2.522% | 0 | 315.2911 | Commercial_2022_Economic_GWh_Before Competition Groups_Advanced BAS/Controllers
Commercial | Com ¦ LED street light fixture | 2022 | Economic | GWh | Before Competition Groups | 294.8468 | 0 | 0 | 12500.3065 | 0.023587 | 11 | Commercial_2022_Economic_GWh_Before Competition Groups_11 | LED street light fixture | 2.359% | 0 | 294.8468 | Commercial_2022_Economic_GWh_Before Competition Groups_LED street light fixture
Commercial | Com ¦ LLLC - High Impact Application | 2022 | Economic | GWh | Before Competition Groups | 250.7872 | 0 | 0 | 12500.3065 | 0.020062 | 12 | Commercial_2022_Economic_GWh_Before Competition Groups_12 | LLLC - High Impact Application | 2.006% | 0 | 250.7872 | Commercial_2022_Economic_GWh_Before Competition Groups_LLLC - High Impact Application
Commercial | Com ¦ LED Replacement Lamp (Tube) | 2022 | Economic | GWh | Before Competition Groups | 238.957 | 0 | 0 | 12500.3065 | 0.019116 | 13 | Commercial_2022_Economic_GWh_Before Competition Groups_13 | LED Replacement Lamp (Tube) | 1.912% | 0 | 238.957 | Commercial_2022_Economic_GWh_Before Competition Groups_LED Replacement Lamp (Tube)
Commercial | Com ¦ Strip Curtains | 2022 | Economic | GWh | Before Competition Groups | 229.9313 | 0 | 0 | 12500.3065 | 0.018394 | 14 | Commercial_2022_Economic_GWh_Before Competition Groups_14 | Strip Curtains | 1.839% | 0 | 229.9313 | Commercial_2022_Economic_GWh_Before Competition Groups_Strip Curtains
Commercial | Com ¦ Demand Control Ventilation | 2022 | Economic | GWh | Before Competition Groups | 225.5548 | 0 | 0 | 12500.3065 | 0.018044 | 15 | Commercial_2022_Economic_GWh_Before Competition Groups_15 | Demand Control Ventilation | 1.804% | 0 | 225.5548 | Commercial_2022_Economic_GWh_Before Competition Groups_Demand Control Ventilation
Commercial | Com ¦ High Efficiency Air Source Heat Pump | 2022 | Economic | GWh | Before Competition Groups | 221.3744 | 0 | 0 | 12500.3065 | 0.01771 | 16 | Commercial_2022_Economic_GWh_Before Competition Groups_16 | High Efficiency Air Source Heat Pump | 1.771% | 0 | 221.3744 | Commercial_2022_Economic_GWh_Before Competition Groups_High Efficiency Air Source Heat Pump
Commercial | Com ¦ Variable Frequency Drive (VFD) | 2022 | Economic | GWh | Before Competition Groups | 218.1777 | 0 | 0 | 12500.3065 | 0.017454 | 17 | Commercial_2022_Economic_GWh_Before Competition Groups_17 | Variable Frequency Drive (VFD) | 1.745% | 0 | 218.1777 | Commercial_2022_Economic_GWh_Before Competition Groups_Variable Frequency Drive (VFD)
Commercial | Com ¦ Data Center Storage/Server Virtualization | 2022 | Economic | GWh | Before Competition Groups | 213.3201 | 0 | 0 | 12500.3065 | 0.017065 | 18 | Commercial_2022_Economic_GWh_Before Competition Groups_18 | Data Center Storage/Server Virtualization | 1.707% | 0 | 213.3201 | Commercial_2022_Economic_GWh_Before Competition Groups_Data Center Storage/Server Virtualization
Commercial | Com ¦ VFD on Pumps | 2022 | Economic | GWh | Before Competition Groups | 204.1884 | 0 | 0 | 12500.3065 | 0.016335 | 19 | Commercial_2022_Economic_GWh_Before Competition Groups_19 | VFD on Pumps | 1.633% | 0 | 204.1884 | Commercial_2022_Economic_GWh_Before Competition Groups_VFD on Pumps
Commercial | Com ¦ Air Handler with Dedicated Outdoor Air Systems | 2022 | Economic | GWh | Before Competition Groups | 166.5214 | 0 | 0 | 12500.3065 | 0.013321 | 20 | Commercial_2022_Economic_GWh_Before Competition Groups_20 | Air Handler with Dedicated Outdoor Air Systems | 1.332% | 0 | 166.5214 | Commercial_2022_Economic_GWh_Before Competition Groups_Air Handler with Dedicated Outdoor Air Systems
Commercial | Com ¦ Centrally controlled desktop PC/NETWORK PC POWER MANAGEMENT SOFTWARE | 2022 | Economic | GWh | Before Competition Groups | 159.3597 | 0 | 0 | 12500.3065 | 0.012748 | 21 | Commercial_2022_Economic_GWh_Before Competition Groups_21 | Centrally controlled desktop PC/NETWORK PC POWER MANAGEMENT SOFTWARE | 1.275% | 0 | 159.3597 | Commercial_2022_Economic_GWh_Before Competition Groups_Centrally controlled desktop PC/NETWORK PC POWER MANAGEMENT SOFTWARE
Commercial | Com ¦ Adaptive Thermostats | 2022 | Economic | GWh | Before Competition Groups | 134.6703 | 0 | 0 | 12500.3065 | 0.010773 | 22 | Commercial_2022_Economic_GWh_Before Competition Groups_22 | Adaptive Thermostats | 1.077% | 0 | 134.6703 | Commercial_2022_Economic_GWh_Before Competition Groups_Adaptive Thermostats
Commercial | Com ¦ LED or Equivalent Sign Lighting | 2022 | Economic | GWh | Before Competition Groups | 133.7206 | 0 | 0 | 12500.3065 | 0.010697 | 23 | Commercial_2022_Economic_GWh_Before Competition Groups_23 | LED or Equivalent Sign Lighting | 1.07% | 0 | 133.7206 | Commercial_2022_Economic_GWh_Before Competition Groups_LED or Equivalent Sign Lighting
Commercial | Com ¦ Reach-in Shaded Pole to ECM/PSC Evaporator Fan Motor | 2022 | Economic | GWh | Before Competition Groups | 111.4749 | 0 | 0 | 12500.3065 | 0.0089178 | 24 | Commercial_2022_Economic_GWh_Before Competition Groups_24 | Reach-in Shaded Pole to ECM/PSC Evaporator Fan Motor | 0.8918% | 0 | 111.4749 | Commercial_2022_Economic_GWh_Before Competition Groups_Reach-in Shaded Pole to ECM/PSC Evaporator Fan Motor
Commercial | Com ¦ ENERGY STAR LED LAMPS (General Service Lamps) | 2022 | Economic | GWh | Before Competition Groups | 106.1505 | 0 | 0 | 12500.3065 | 0.0084918 | 25 | Commercial_2022_Economic_GWh_Before Competition Groups_25 | ENERGY STAR LED LAMPS (General Service Lamps) | 0.8492% | 0 | 106.1505 | Commercial_2022_Economic_GWh_Before Competition Groups_ENERGY STAR LED LAMPS (General Service Lamps)
Commercial | Com ¦ ECM MOTORS FOR EVAPORATOR FANS for refrigeration (WALK-IN) | 2022 | Economic | GWh | Before Competition Groups | 103.3552 | 0 | 0 | 12500.3065 | 0.0082682 | 26 | Commercial_2022_Economic_GWh_Before Competition Groups_26 | ECM MOTORS FOR EVAPORATOR FANS for refrigeration (WALK-IN) | 0.8268% | 0 | 103.3552 | Commercial_2022_Economic_GWh_Before Competition Groups_ECM MOTORS FOR EVAPORATOR FANS for refrigeration (WALK-IN)
Commercial | Com ¦ Condensing Unit Heaters or other Efficient Unit Heating System | 2022 | Economic | GWh | Before Competition Groups | 99.0532 | 0 | 0 | 12500.3065 | 0.0079241 | 27 | Commercial_2022_Economic_GWh_Before Competition Groups_27 | Condensing Unit Heaters or other Efficient Unit Heating System | 0.7924% | 0 | 99.0532 | Commercial_2022_Economic_GWh_Before Competition Groups_Condensing Unit Heaters or other Efficient Unit Heating System
Commercial | Com ¦ Freezer Case Light Sensor | 2022 | Economic | GWh | Before Competition Groups | 85.1252 | 0 | 0 | 12500.3065 | 0.0068098 | 28 | Commercial_2022_Economic_GWh_Before Competition Groups_28 | Freezer Case Light Sensor | 0.681% | 0 | 85.1252 | Commercial_2022_Economic_GWh_Before Competition Groups_Freezer Case Light Sensor
Commercial | Com ¦ Evaporator Fan Controls | 2022 | Economic | GWh | Before Competition Groups | 83.0359 | 0 | 0 | 12500.3065 | 0.0066427 | 29 | Commercial_2022_Economic_GWh_Before Competition Groups_29 | Evaporator Fan Controls | 0.6643% | 0 | 83.0359 | Commercial_2022_Economic_GWh_Before Competition Groups_Evaporator Fan Controls
Commercial | Com ¦ Occupancy Sensors | 2022 | Economic | GWh | Before Competition Groups | 69.9291 | 0 | 0 | 12500.3065 | 0.0055942 | 30 | Commercial_2022_Economic_GWh_Before Competition Groups_30 | Occupancy Sensors | 0.5594% | 0 | 69.9291 | Commercial_2022_Economic_GWh_Before Competition Groups_Occupancy Sensors
Commercial | Com ¦ Demand Control Kitchen Ventilation | 2022 | Economic | GWh | Before Competition Groups | 69.8548 | 0 | 0 | 12500.3065 | 0.0055882 | 31 | Commercial_2022_Economic_GWh_Before Competition Groups_31 | Demand Control Kitchen Ventilation | 0.5588% | 0 | 69.8548 | Commercial_2022_Economic_GWh_Before Competition Groups_Demand Control Kitchen Ventilation
Commercial | Com ¦ Unitary Air-Conditioning Unit | 2022 | Economic | GWh | Before Competition Groups | 66.2412 | 0 | 0 | 12500.3065 | 0.0052992 | 32 | Commercial_2022_Economic_GWh_Before Competition Groups_32 | Unitary Air-Conditioning Unit | 0.5299% | 0 | 66.2412 | Commercial_2022_Economic_GWh_Before Competition Groups_Unitary Air-Conditioning Unit
Commercial | Com ¦ Refrigerated Display Case Doors | 2022 | Economic | GWh | Before Competition Groups | 54.2589 | 0 | 0 | 12500.3065 | 0.0043406 | 33 | Commercial_2022_Economic_GWh_Before Competition Groups_33 | Refrigerated Display Case Doors | 0.4341% | 0 | 54.2589 | Commercial_2022_Economic_GWh_Before Competition Groups_Refrigerated Display Case Doors
Commercial | Com ¦ Networked/Connected - Low Impact Application | 2022 | Economic | GWh | Before Competition Groups | 37.4712 | 0 | 0 | 12500.3065 | 0.0029976 | 34 | Commercial_2022_Economic_GWh_Before Competition Groups_34 | Networked/Connected - Low Impact Application | 0.2998% | 0 | 37.4712 | Commercial_2022_Economic_GWh_Before Competition Groups_Networked/Connected - Low Impact Application
Commercial | Com ¦ Elec Storage WH 2.30 Et | 2022 | Economic | GWh | Before Competition Groups | 34.0811 | 0 | 0 | 12500.3065 | 0.0027264 | 35 | Commercial_2022_Economic_GWh_Before Competition Groups_35 | Elec Storage WH 2.30 Et | 0.2726% | 0 | 34.0811 | Commercial_2022_Economic_GWh_Before Competition Groups_Elec Storage WH 2.30 Et
Commercial | Com ¦ BEVERAGE VENDING MACHINE CONTROLS | 2022 | Economic | GWh | Before Competition Groups | 32.6101 | 0 | 0 | 12500.3065 | 0.0026087 | 36 | Commercial_2022_Economic_GWh_Before Competition Groups_36 | BEVERAGE VENDING MACHINE CONTROLS | 0.2609% | 0 | 32.6101 | Commercial_2022_Economic_GWh_Before Competition Groups_BEVERAGE VENDING MACHINE CONTROLS
Commercial | Com ¦ Temperature Adjustment in Commercial Freezers | 2022 | Economic | GWh | Before Competition Groups | 31.752 | 0 | 0 | 12500.3065 | 0.0025401 | 37 | Commercial_2022_Economic_GWh_Before Competition Groups_37 | Temperature Adjustment in Commercial Freezers | 0.254% | 0 | 31.752 | Commercial_2022_Economic_GWh_Before Competition Groups_Temperature Adjustment in Commercial Freezers
Commercial | Com ¦ Networked/Connected - High Impact Application | 2022 | Economic | GWh | Before Competition Groups | 31.3869 | 0 | 0 | 12500.3065 | 0.0025109 | 38 | Commercial_2022_Economic_GWh_Before Competition Groups_38 | Networked/Connected - High Impact Application | 0.2511% | 0 | 31.3869 | Commercial_2022_Economic_GWh_Before Competition Groups_Networked/Connected - High Impact Application
Commercial | Com ¦ Energy Efficient Laboratory Fume Hood | 2022 | Economic | GWh | Before Competition Groups | 28.2799 | 0 | 0 | 12500.3065 | 0.0022623 | 39 | Commercial_2022_Economic_GWh_Before Competition Groups_39 | Energy Efficient Laboratory Fume Hood | 0.2262% | 0 | 28.2799 | Commercial_2022_Economic_GWh_Before Competition Groups_Energy Efficient Laboratory Fume Hood
Commercial | Com ¦ CO Sensors for parking garage exhaust fans | 2022 | Economic | GWh | Before Competition Groups | 27.1361 | 0 | 0 | 12500.3065 | 0.0021708 | 40 | Commercial_2022_Economic_GWh_Before Competition Groups_40 | CO Sensors for parking garage exhaust fans | 0.2171% | 0 | 27.1361 | Commercial_2022_Economic_GWh_Before Competition Groups_CO Sensors for parking garage exhaust fans
Commercial | Com ¦ Vertical Night Covers | 2022 | Economic | GWh | Before Competition Groups | 24.631 | 0 | 0 | 12500.3065 | 0.0019704 | 41 | Commercial_2022_Economic_GWh_Before Competition Groups_41 | Vertical Night Covers | 0.197% | 0 | 24.631 | Commercial_2022_Economic_GWh_Before Competition Groups_Vertical Night Covers
Commercial | Com ¦ Duct Insulation, R8 | 2022 | Economic | GWh | Before Competition Groups | 21.9282 | 0 | 0 | 12500.3065 | 0.0017542 | 42 | Commercial_2022_Economic_GWh_Before Competition Groups_42 | Duct Insulation, R8 | 0.1754% | 0 | 21.9282 | Commercial_2022_Economic_GWh_Before Competition Groups_Duct Insulation, R8
Commercial | Com ¦ Water Heating (DHW) Pipe Insulation (Add 3/4\ Foam)" | 2022 | Economic | GWh | Before Competition Groups | 21.2002 | 0 | 0 | 12500.3065 | 0.001696 | 43 | Commercial_2022_Economic_GWh_Before Competition Groups_43 | Water Heating (DHW) Pipe Insulation (Add 3/4\ Foam)" | 0.1696% | 0 | 21.2002 | Commercial_2022_Economic_GWh_Before Competition Groups_Water Heating (DHW) Pipe Insulation (Add 3/4\ Foam)"
Commercial | Com ¦ Refrigerated Display Case LED | 2022 | Economic | GWh | Before Competition Groups | 18.1944 | 0 | 0 | 12500.3065 | 0.0014555 | 44 | Commercial_2022_Economic_GWh_Before Competition Groups_44 | Refrigerated Display Case LED | 0.1456% | 0 | 18.1944 | Commercial_2022_Economic_GWh_Before Competition Groups_Refrigerated Display Case LED
Commercial | Com ¦ ENERGY STAR Griddle (74% eff) | 2022 | Economic | GWh | Before Competition Groups | 16.0783 | 0 | 0 | 12500.3065 | 0.0012862 | 45 | Commercial_2022_Economic_GWh_Before Competition Groups_45 | ENERGY STAR Griddle (74% eff) | 0.1286% | 0 | 16.0783 | Commercial_2022_Economic_GWh_Before Competition Groups_ENERGY STAR Griddle (74% eff)
Commercial | Com ¦ Outside Air Economizer | 2022 | Economic | GWh | Before Competition Groups | 15.948 | 0 | 0 | 12500.3065 | 0.0012758 | 46 | Commercial_2022_Economic_GWh_Before Competition Groups_46 | Outside Air Economizer | 0.1276% | 0 | 15.948 | Commercial_2022_Economic_GWh_Before Competition Groups_Outside Air Economizer
Commercial | Com ¦ Chilled Water Optimization | 2022 | Economic | GWh | Before Competition Groups | 15.826 | 0 | 0 | 12500.3065 | 0.001266 | 47 | Commercial_2022_Economic_GWh_Before Competition Groups_47 | Chilled Water Optimization | 0.1266% | 0 | 15.826 | Commercial_2022_Economic_GWh_Before Competition Groups_Chilled Water Optimization
Commercial | Com ¦ Suction Pipe Insulation Freezer/Refrigerator | 2022 | Economic | GWh | Before Competition Groups | 13.4618 | 0 | 0 | 12500.3065 | 0.0010769 | 48 | Commercial_2022_Economic_GWh_Before Competition Groups_48 | Suction Pipe Insulation Freezer/Refrigerator | 0.1077% | 0 | 13.4618 | Commercial_2022_Economic_GWh_Before Competition Groups_Suction Pipe Insulation Freezer/Refrigerator
Commercial | Com ¦ Water Source Heat Pump (4 ton) | 2022 | Economic | GWh | Before Competition Groups | 12.1952 | 0 | 0 | 12500.3065 | 0.00097559 | 49 | Commercial_2022_Economic_GWh_Before Competition Groups_49 | Water Source Heat Pump (4 ton) | 0.09756% | 0 | 12.1952 | Commercial_2022_Economic_GWh_Before Competition Groups_Water Source Heat Pump (4 ton)
Commercial | Com ¦ ENERGY STAR Dishwasher | 2022 | Economic | GWh | Before Competition Groups | 8.9081 | 0 | 0 | 12500.3065 | 0.00071263 | 50 | Commercial_2022_Economic_GWh_Before Competition Groups_50 | ENERGY STAR Dishwasher | 0.07126% | 0 | 8.9081 | Commercial_2022_Economic_GWh_Before Competition Groups_ENERGY STAR Dishwasher
Commercial | Com ¦ Ozone Laundry Treatment | 2022 | Economic | GWh | Before Competition Groups | 6.0845 | 0 | 0 | 12500.3065 | 0.00048675 | 51 | Commercial_2022_Economic_GWh_Before Competition Groups_51 | Ozone Laundry Treatment | 0.04867% | 0 | 6.0845 | Commercial_2022_Economic_GWh_Before Competition Groups_Ozone Laundry Treatment
Commercial | Com ¦ ENERGY STAR Fryer (84% eff) | 2022 | Economic | GWh | Before Competition Groups | 5.6037 | 0 | 0 | 12500.3065 | 0.00044828 | 52 | Commercial_2022_Economic_GWh_Before Competition Groups_52 | ENERGY STAR Fryer (84% eff) | 0.04483% | 0 | 5.6037 | Commercial_2022_Economic_GWh_Before Competition Groups_ENERGY STAR Fryer (84% eff)
Commercial | Com ¦ Demand controlled Circulating Systems | 2022 | Economic | GWh | Before Competition Groups | 4.543 | 0 | 0 | 12500.3065 | 0.00036343 | 53 | Commercial_2022_Economic_GWh_Before Competition Groups_53 | Demand controlled Circulating Systems | 0.03634% | 0 | 4.543 | Commercial_2022_Economic_GWh_Before Competition Groups_Demand controlled Circulating Systems
Commercial | Com ¦ High Efficiency Small Instantaneous Water Heater | 2022 | Economic | GWh | Before Competition Groups | 2.9702 | 0 | 0 | 12500.3065 | 0.00023761 | 54 | Commercial_2022_Economic_GWh_Before Competition Groups_54 | High Efficiency Small Instantaneous Water Heater | 0.02376% | 0 | 2.9702 | Commercial_2022_Economic_GWh_Before Competition Groups_High Efficiency Small Instantaneous Water Heater
Commercial | Com ¦ ENERGY STAR Steam Cookers | 2022 | Economic | GWh | Before Competition Groups | 2.7454 | 0 | 0 | 12500.3065 | 0.00021962 | 55 | Commercial_2022_Economic_GWh_Before Competition Groups_55 | ENERGY STAR Steam Cookers | 0.02196% | 0 | 2.7454 | Commercial_2022_Economic_GWh_Before Competition Groups_ENERGY STAR Steam Cookers
Commercial | Com ¦ ECM MOTORS FOR HVAC APPLICATION (FAN-POWERED VAV BOX) | 2022 | Economic | GWh | Before Competition Groups | 2.4595 | 0 | 0 | 12500.3065 | 0.00019675 | 56 | Commercial_2022_Economic_GWh_Before Competition Groups_56 | ECM MOTORS FOR HVAC APPLICATION (FAN-POWERED VAV BOX) | 0.01968% | 0 | 2.4595 | Commercial_2022_Economic_GWh_Before Competition Groups_ECM MOTORS FOR HVAC APPLICATION (FAN-POWERED VAV BOX)
Commercial | Com ¦ Notched V belts for HVAC Systems | 2022 | Economic | GWh | Before Competition Groups | 1.6356 | 0 | 0 | 12500.3065 | 0.00013085 | 57 | Commercial_2022_Economic_GWh_Before Competition Groups_57 | Notched V belts for HVAC Systems | 0.01308% | 0 | 1.6356 | Commercial_2022_Economic_GWh_Before Competition Groups_Notched V belts for HVAC Systems
Commercial | Com ¦ Thermostat Setback | 2022 | Economic | GWh | Before Competition Groups | 1.5313 | 0 | 0 | 12500.3065 | 0.0001225 | 58 | Commercial_2022_Economic_GWh_Before Competition Groups_58 | Thermostat Setback | 0.01225% | 0 | 1.5313 | Commercial_2022_Economic_GWh_Before Competition Groups_Thermostat Setback
Commercial | Com ¦ Solar Water Preheat (Pools/DHW) | 2022 | Economic | GWh | Before Competition Groups | 1.2585 | 0 | 0 | 12500.3065 | 0.00010068 | 59 | Commercial_2022_Economic_GWh_Before Competition Groups_59 | Solar Water Preheat (Pools/DHW) | 0.01007% | 0 | 1.2585 | Commercial_2022_Economic_GWh_Before Competition Groups_Solar Water Preheat (Pools/DHW)
Commercial | Com ¦ Auto Off Time Switch or Time Clock control | 2022 | Economic | GWh | Before Competition Groups | 1.2533 | 0 | 0 | 12500.3065 | 0.00010026 | 60 | Commercial_2022_Economic_GWh_Before Competition Groups_60 | Auto Off Time Switch or Time Clock control | 0.01003% | 0 | 1.2533 | Commercial_2022_Economic_GWh_Before Competition Groups_Auto Off Time Switch or Time Clock control
Commercial | Com ¦ PTAC (12 EER/10,000 BTU) | 2022 | Economic | GWh | Before Competition Groups | 1.0177 | 0 | 0 | 12500.3065 | 8.1418e-05 | 61 | Commercial_2022_Economic_GWh_Before Competition Groups_61 | PTAC (12 EER/10,000 BTU) | 0.008142% | 0 | 1.0177 | Commercial_2022_Economic_GWh_Before Competition Groups_PTAC (12 EER/10,000 BTU)
Commercial | Com ¦ CEE Tier 2/Energy Star Clothes Washers | 2022 | Economic | GWh | Before Competition Groups | 0.68771 | 0 | 0 | 12500.3065 | 5.5015e-05 | 62 | Commercial_2022_Economic_GWh_Before Competition Groups_62 | CEE Tier 2/Energy Star Clothes Washers | 0.005502% | 0 | 0.68771 | Commercial_2022_Economic_GWh_Before Competition Groups_CEE Tier 2/Energy Star Clothes Washers
Commercial | Com ¦ Condensing Make Up Air Unit | 2022 | Economic | GWh | Before Competition Groups | 0.67427 | 0 | 0 | 12500.3065 | 5.394e-05 | 63 | Commercial_2022_Economic_GWh_Before Competition Groups_63 | Condensing Make Up Air Unit | 0.005394% | 0 | 0.67427 | Commercial_2022_Economic_GWh_Before Competition Groups_Condensing Make Up Air Unit
Commercial | Com ¦ Low Flow Pre-Rinse Spray Nozzle | 2022 | Economic | GWh | Before Competition Groups | 0.52703 | 0 | 0 | 12500.3065 | 4.2161e-05 | 64 | Commercial_2022_Economic_GWh_Before Competition Groups_64 | Low Flow Pre-Rinse Spray Nozzle | 0.004216% | 0 | 0.52703 | Commercial_2022_Economic_GWh_Before Competition Groups_Low Flow Pre-Rinse Spray Nozzle
Commercial | COM ¦ Ductless Mini-Split Heat Pumps | 2022 | Economic | GWh | Before Competition Groups | 0.49077 | 0 | 0 | 12500.3065 | 3.9261e-05 | 65 | Commercial_2022_Economic_GWh_Before Competition Groups_65 | Ductless Mini-Split Heat Pumps | 0.003926% | 0 | 0.49077 | Commercial_2022_Economic_GWh_Before Competition Groups_Ductless Mini-Split Heat Pumps
Commercial | Com ¦ HVAC Optimization | 2022 | Economic | GWh | Before Competition Groups | 0.29753 | 0 | 0 | 12500.3065 | 2.3802e-05 | 66 | Commercial_2022_Economic_GWh_Before Competition Groups_66 | HVAC Optimization | 0.00238% | 0 | 0.29753 | Commercial_2022_Economic_GWh_Before Competition Groups_HVAC Optimization
Commercial | Com ¦ Commercial Hot Food Holding Cabinets | 2022 | Economic | GWh | Before Competition Groups | 0.24527 | 0 | 0 | 12500.3065 | 1.9621e-05 | 67 | Commercial_2022_Economic_GWh_Before Competition Groups_67 | Commercial Hot Food Holding Cabinets | 0.001962% | 0 | 0.24527 | Commercial_2022_Economic_GWh_Before Competition Groups_Commercial Hot Food Holding Cabinets
Commercial | Com ¦ Energy Recovery Ventilation and Ventilation (Enhanced) | 2022 | Economic | GWh | Before Competition Groups | 0.2209 | 0 | 0 | 12500.3065 | 1.7671e-05 | 68 | Commercial_2022_Economic_GWh_Before Competition Groups_68 | Energy Recovery Ventilation and Ventilation (Enhanced) | 0.001767% | 0 | 0.2209 | Commercial_2022_Economic_GWh_Before Competition Groups_Energy Recovery Ventilation and Ventilation (Enhanced)
Commercial | Com ¦ Wall Insulation | 2022 | Economic | GWh | Before Competition Groups | 0.20143 | 0 | 0 | 12500.3065 | 1.6114e-05 | 69 | Commercial_2022_Economic_GWh_Before Competition Groups_69 | Wall Insulation | 0.001611% | 0 | 0.20143 | Commercial_2022_Economic_GWh_Before Competition Groups_Wall Insulation
Commercial | Com ¦ Room AC (w/ louvered sides) 14 SEER from 12 SEER code | 2022 | Economic | GWh | Before Competition Groups | 0.057111 | 0 | 0 | 12500.3065 | 4.5687e-06 | 70 | Commercial_2022_Economic_GWh_Before Competition Groups_70 | Room AC (w/ louvered sides) 14 SEER from 12 SEER code | 0.0004569% | 0 | 0.057111 | Commercial_2022_Economic_GWh_Before Competition Groups_Room AC (w/ louvered sides) 14 SEER from 12 SEER code
Commercial | Com ¦ Air Curtains | 2022 | Economic | GWh | Before Competition Groups | 0.049884 | 0 | 0 | 12500.3065 | 3.9906e-06 | 71 | Commercial_2022_Economic_GWh_Before Competition Groups_71 | Air Curtains | 0.0003991% | 0 | 0.049884 | Commercial_2022_Economic_GWh_Before Competition Groups_Air Curtains
Commercial | Com ¦ EC Plug Fan for Data Center (under cabinet) | 2022 | Economic | GWh | Before Competition Groups | 0.022381 | 0 | 0 | 12500.3065 | 1.7905e-06 | 72 | Commercial_2022_Economic_GWh_Before Competition Groups_72 | EC Plug Fan for Data Center (under cabinet) | 0.000179% | 0 | 0.022381 | Commercial_2022_Economic_GWh_Before Competition Groups_EC Plug Fan for Data Center (under cabinet)
Commercial | Com ¦ VSD Air Compressor | 2022 | Economic | GWh | Before Competition Groups | 0.019199 | 0 | 0 | 12500.3065 | 1.5359e-06 | 73 | Commercial_2022_Economic_GWh_Before Competition Groups_73 | VSD Air Compressor | 0.0001536% | 0 | 0.019199 | Commercial_2022_Economic_GWh_Before Competition Groups_VSD Air Compressor
Commercial | Com ¦ High Efficiency Chiller (avg of water and air cooled) | 2022 | Economic | GWh | Before Competition Groups | 0.01733 | 0 | 0 | 12500.3065 | 1.3863e-06 | 74 | Commercial_2022_Economic_GWh_Before Competition Groups_74 | High Efficiency Chiller (avg of water and air cooled) | 0.0001386% | 0 | 0.01733 | Commercial_2022_Economic_GWh_Before Competition Groups_High Efficiency Chiller (avg of water and air cooled)
Commercial | Com ¦ Electric Convection Combination Ovens | 2022 | Economic | GWh | Before Competition Groups | 0.0014782 | 0 | 0 | 12500.3065 | 1.1825e-07 | 75 | Commercial_2022_Economic_GWh_Before Competition Groups_75 | Electric Convection Combination Ovens | 1.183e-05% | 0 | 0.0014782 | Commercial_2022_Economic_GWh_Before Competition Groups_Electric Convection Combination Ovens
Commercial | Com ¦ Door Gasket Freezer/Refrigerator | 2022 | Economic | GWh | Before Competition Groups | 0 | 0 | 0 | 12500.3065 | 0 | 76 | Commercial_2022_Economic_GWh_Before Competition Groups_76 | Door Gasket Freezer/Refrigerator | 0% | 0 | 0 | Commercial_2022_Economic_GWh_Before Competition Groups_Door Gasket Freezer/Refrigerator
Commercial | Com ¦ Efficient compressor motor | 2022 | Economic | GWh | Before Competition Groups | 0 | 0 | 0 | 12500.3065 | 0 | 77 | Commercial_2022_Economic_GWh_Before Competition Groups_77 | Efficient compressor motor | 0% | 0 | 0 | Commercial_2022_Economic_GWh_Before Competition Groups_Efficient compressor motor
Commercial | Com ¦ Indoor Daylight Sensors/Photocell Dimming Control | 2022 | Economic | GWh | Before Competition Groups | 0 | 0 | 0 | 12500.3065 | 0 | 78 | Commercial_2022_Economic_GWh_Before Competition Groups_78 | Indoor Daylight Sensors/Photocell Dimming Control | 0% | 0 | 0 | Commercial_2022_Economic_GWh_Before Competition Groups_Indoor Daylight Sensors/Photocell Dimming Control
Commercial | Com ¦ LED RECESSED DOWNLIGHTS | 2022 | Economic | GWh | Before Competition Groups | 0 | 0 | 0 | 12500.3065 | 0 | 79 | Commercial_2022_Economic_GWh_Before Competition Groups_79 | LED RECESSED DOWNLIGHTS | 0% | 0 | 0 | Commercial_2022_Economic_GWh_Before Competition Groups_LED RECESSED DOWNLIGHTS
Commercial | Com ¦ Variable Refrigerant Flow Heat Pump | 2022 | Economic | GWh | Before Competition Groups | 0 | 0 | 0 | 12500.3065 | 0 | 80 | Commercial_2022_Economic_GWh_Before Competition Groups_80 | Variable Refrigerant Flow Heat Pump | 0% | 0 | 0 | Commercial_2022_Economic_GWh_Before Competition Groups_Variable Refrigerant Flow Heat Pump
Commercial | Com ¦ ENERGY STAR LED LAMPS (REFLECTOR LAMPs/MR16/PAR 16) | 2022 | SC A | GWh | Before Competition Groups | 443.6658 | 0 | 0 | 2428.7312 | 0.18267 | 1 | Commercial_2022_SC A_GWh_Before Competition Groups_1 | ENERGY STAR LED LAMPS (REFLECTOR LAMPs/MR16/PAR 16) | 18.27% | 0 | 443.6658 | Commercial_2022_SC A_GWh_Before Competition Groups_ENERGY STAR LED LAMPS (REFLECTOR LAMPs/MR16/PAR 16)
Commercial | Com ¦ LED EXTERIOR AREA LIGHTS - LED fixture (200W) | 2022 | SC A | GWh | Before Competition Groups | 247.9906 | 0 | 0 | 2428.7312 | 0.10211 | 2 | Commercial_2022_SC A_GWh_Before Competition Groups_2 | LED EXTERIOR AREA LIGHTS - LED fixture (200W) | 10.21% | 0 | 247.9906 | Commercial_2022_SC A_GWh_Before Competition Groups_LED EXTERIOR AREA LIGHTS - LED fixture (200W)
Commercial | Com ¦ LED parking lot fixture | 2022 | SC A | GWh | Before Competition Groups | 247.4795 | 0 | 0 | 2428.7312 | 0.1019 | 3 | Commercial_2022_SC A_GWh_Before Competition Groups_3 | LED parking lot fixture | 10.19% | 0 | 247.4795 | Commercial_2022_SC A_GWh_Before Competition Groups_LED parking lot fixture
Commercial | Com ¦ LED Replacement Lamp (Tube) | 2022 | SC A | GWh | Before Competition Groups | 180.3419 | 0 | 0 | 2428.7312 | 0.074254 | 4 | Commercial_2022_SC A_GWh_Before Competition Groups_4 | LED Replacement Lamp (Tube) | 7.425% | 0 | 180.3419 | Commercial_2022_SC A_GWh_Before Competition Groups_LED Replacement Lamp (Tube)
Commercial | Com ¦ LED Troffer/Surface/Suspended | 2022 | SC A | GWh | Before Competition Groups | 176.9089 | 0 | 0 | 2428.7312 | 0.07284 | 5 | Commercial_2022_SC A_GWh_Before Competition Groups_5 | LED Troffer/Surface/Suspended | 7.284% | 0 | 176.9089 | Commercial_2022_SC A_GWh_Before Competition Groups_LED Troffer/Surface/Suspended
Commercial | Com ¦ LED Low/High Bay | 2022 | SC A | GWh | Before Competition Groups | 169.0051 | 0 | 0 | 2428.7312 | 0.069586 | 6 | Commercial_2022_SC A_GWh_Before Competition Groups_6 | LED Low/High Bay | 6.959% | 0 | 169.0051 | Commercial_2022_SC A_GWh_Before Competition Groups_LED Low/High Bay
Commercial | Com ¦ LED street light fixture | 2022 | SC A | GWh | Before Competition Groups | 136.3499 | 0 | 0 | 2428.7312 | 0.05614 | 7 | Commercial_2022_SC A_GWh_Before Competition Groups_7 | LED street light fixture | 5.614% | 0 | 136.3499 | Commercial_2022_SC A_GWh_Before Competition Groups_LED street light fixture
Commercial | Com ¦ Building Recommissioning, Operations and Maintenance (O&M) Improvements | 2022 | SC A | GWh | Before Competition Groups | 100.1676 | 0 | 0 | 2428.7312 | 0.041243 | 8 | Commercial_2022_SC A_GWh_Before Competition Groups_8 | Building Recommissioning, Operations and Maintenance (O&M) Improvements | 4.124% | 0 | 100.1676 | Commercial_2022_SC A_GWh_Before Competition Groups_Building Recommissioning, Operations and Maintenance (O&M) Improvements
Commercial | Com ¦ Data Center Storage/Server Virtualization | 2022 | SC A | GWh | Before Competition Groups | 92.4105 | 0 | 0 | 2428.7312 | 0.038049 | 9 | Commercial_2022_SC A_GWh_Before Competition Groups_9 | Data Center Storage/Server Virtualization | 3.805% | 0 | 92.4105 | Commercial_2022_SC A_GWh_Before Competition Groups_Data Center Storage/Server Virtualization
Commercial | Com ¦ ENERGY STAR LED LAMPS (General Service Lamps) | 2022 | SC A | GWh | Before Competition Groups | 68.4689 | 0 | 0 | 2428.7312 | 0.028191 | 10 | Commercial_2022_SC A_GWh_Before Competition Groups_10 | ENERGY STAR LED LAMPS (General Service Lamps) | 2.819% | 0 | 68.4689 | Commercial_2022_SC A_GWh_Before Competition Groups_ENERGY STAR LED LAMPS (General Service Lamps)
Commercial | Com ¦ Furnace Tune-Up | 2022 | SC A | GWh | Before Competition Groups | 63.8145 | 0 | 0 | 2428.7312 | 0.026275 | 11 | Commercial_2022_SC A_GWh_Before Competition Groups_11 | Furnace Tune-Up | 2.627% | 0 | 63.8145 | Commercial_2022_SC A_GWh_Before Competition Groups_Furnace Tune-Up
Commercial | Com ¦ Reach-in Shaded Pole to ECM/PSC Evaporator Fan Motor | 2022 | SC A | GWh | Before Competition Groups | 60.3765 | 0 | 0 | 2428.7312 | 0.024859 | 12 | Commercial_2022_SC A_GWh_Before Competition Groups_12 | Reach-in Shaded Pole to ECM/PSC Evaporator Fan Motor | 2.486% | 0 | 60.3765 | Commercial_2022_SC A_GWh_Before Competition Groups_Reach-in Shaded Pole to ECM/PSC Evaporator Fan Motor
Commercial | Com ¦ High Efficiency Air Source Heat Pump | 2022 | SC A | GWh | Before Competition Groups | 59.0091 | 0 | 0 | 2428.7312 | 0.024296 | 13 | Commercial_2022_SC A_GWh_Before Competition Groups_13 | High Efficiency Air Source Heat Pump | 2.43% | 0 | 59.0091 | Commercial_2022_SC A_GWh_Before Competition Groups_High Efficiency Air Source Heat Pump
Commercial | Com ¦ LED or Equivalent Sign Lighting | 2022 | SC A | GWh | Before Competition Groups | 48.9173 | 0 | 0 | 2428.7312 | 0.020141 | 14 | Commercial_2022_SC A_GWh_Before Competition Groups_14 | LED or Equivalent Sign Lighting | 2.014% | 0 | 48.9173 | Commercial_2022_SC A_GWh_Before Competition Groups_LED or Equivalent Sign Lighting
Commercial | Com ¦ Education and Capacity Building/Energy Behavior | 2022 | SC A | GWh | Before Competition Groups | 38.2208 | 0 | 0 | 2428.7312 | 0.015737 | 15 | Commercial_2022_SC A_GWh_Before Competition Groups_15 | Education and Capacity Building/Energy Behavior | 1.574% | 0 | 38.2208 | Commercial_2022_SC A_GWh_Before Competition Groups_Education and Capacity Building/Energy Behavior
Commercial | Com ¦ Strip Curtains | 2022 | SC A | GWh | Before Competition Groups | 35.508 | 0 | 0 | 2428.7312 | 0.01462 | 16 | Commercial_2022_SC A_GWh_Before Competition Groups_16 | Strip Curtains | 1.462% | 0 | 35.508 | Commercial_2022_SC A_GWh_Before Competition Groups_Strip Curtains
Commercial | Com ¦ Advanced BAS/Controllers | 2022 | SC A | GWh | Before Competition Groups | 26.3059 | 0 | 0 | 2428.7312 | 0.010831 | 17 | Commercial_2022_SC A_GWh_Before Competition Groups_17 | Advanced BAS/Controllers | 1.083% | 0 | 26.3059 | Commercial_2022_SC A_GWh_Before Competition Groups_Advanced BAS/Controllers
Commercial | Com ¦ Centrally controlled desktop PC/NETWORK PC POWER MANAGEMENT SOFTWARE | 2022 | SC A | GWh | Before Competition Groups | 22.4504 | 0 | 0 | 2428.7312 | 0.0092437 | 18 | Commercial_2022_SC A_GWh_Before Competition Groups_18 | Centrally controlled desktop PC/NETWORK PC POWER MANAGEMENT SOFTWARE | 0.9244% | 0 | 22.4504 | Commercial_2022_SC A_GWh_Before Competition Groups_Centrally controlled desktop PC/NETWORK PC POWER MANAGEMENT SOFTWARE
Commercial | Com ¦ Variable Frequency Drive (VFD) | 2022 | SC A | GWh | Before Competition Groups | 21.2512 | 0 | 0 | 2428.7312 | 0.0087499 | 19 | Commercial_2022_SC A_GWh_Before Competition Groups_19 | Variable Frequency Drive (VFD) | 0.875% | 0 | 21.2512 | Commercial_2022_SC A_GWh_Before Competition Groups_Variable Frequency Drive (VFD)
Commercial | Com ¦ VFD on Pumps | 2022 | SC A | GWh | Before Competition Groups | 19.7514 | 0 | 0 | 2428.7312 | 0.0081324 | 20 | Commercial_2022_SC A_GWh_Before Competition Groups_20 | VFD on Pumps | 0.8132% | 0 | 19.7514 | Commercial_2022_SC A_GWh_Before Competition Groups_VFD on Pumps
Commercial | Com ¦ Demand Control Ventilation | 2022 | SC A | GWh | Before Competition Groups | 19.1904 | 0 | 0 | 2428.7312 | 0.0079014 | 21 | Commercial_2022_SC A_GWh_Before Competition Groups_21 | Demand Control Ventilation | 0.7901% | 0 | 19.1904 | Commercial_2022_SC A_GWh_Before Competition Groups_Demand Control Ventilation
Commercial | Com ¦ Adaptive Thermostats | 2022 | SC A | GWh | Before Competition Groups | 16.1511 | 0 | 0 | 2428.7312 | 0.00665 | 22 | Commercial_2022_SC A_GWh_Before Competition Groups_22 | Adaptive Thermostats | 0.665% | 0 | 16.1511 | Commercial_2022_SC A_GWh_Before Competition Groups_Adaptive Thermostats
Commercial | Com ¦ Refrigerated Display Case Doors | 2022 | SC A | GWh | Before Competition Groups | 14.9174 | 0 | 0 | 2428.7312 | 0.0061421 | 23 | Commercial_2022_SC A_GWh_Before Competition Groups_23 | Refrigerated Display Case Doors | 0.6142% | 0 | 14.9174 | Commercial_2022_SC A_GWh_Before Competition Groups_Refrigerated Display Case Doors
Commercial | Com ¦ Air Handler with Dedicated Outdoor Air Systems | 2022 | SC A | GWh | Before Competition Groups | 10.7755 | 0 | 0 | 2428.7312 | 0.0044367 | 24 | Commercial_2022_SC A_GWh_Before Competition Groups_24 | Air Handler with Dedicated Outdoor Air Systems | 0.4437% | 0 | 10.7755 | Commercial_2022_SC A_GWh_Before Competition Groups_Air Handler with Dedicated Outdoor Air Systems
Commercial | Com ¦ ECM MOTORS FOR EVAPORATOR FANS for refrigeration (WALK-IN) | 2022 | SC A | GWh | Before Competition Groups | 9.9251 | 0 | 0 | 2428.7312 | 0.0040865 | 25 | Commercial_2022_SC A_GWh_Before Competition Groups_25 | ECM MOTORS FOR EVAPORATOR FANS for refrigeration (WALK-IN) | 0.4087% | 0 | 9.9251 | Commercial_2022_SC A_GWh_Before Competition Groups_ECM MOTORS FOR EVAPORATOR FANS for refrigeration (WALK-IN)
Commercial | Com ¦ Condensing Unit Heaters or other Efficient Unit Heating System | 2022 | SC A | GWh | Before Competition Groups | 9.597 | 0 | 0 | 2428.7312 | 0.0039514 | 26 | Commercial_2022_SC A_GWh_Before Competition Groups_26 | Condensing Unit Heaters or other Efficient Unit Heating System | 0.3951% | 0 | 9.597 | Commercial_2022_SC A_GWh_Before Competition Groups_Condensing Unit Heaters or other Efficient Unit Heating System
Commercial | Com ¦ Refrigerated Display Case LED | 2022 | SC A | GWh | Before Competition Groups | 9.1638 | 0 | 0 | 2428.7312 | 0.0037731 | 27 | Commercial_2022_SC A_GWh_Before Competition Groups_27 | Refrigerated Display Case LED | 0.3773% | 0 | 9.1638 | Commercial_2022_SC A_GWh_Before Competition Groups_Refrigerated Display Case LED
Commercial | Com ¦ ENERGY STAR Griddle (74% eff) | 2022 | SC A | GWh | Before Competition Groups | 8.1938 | 0 | 0 | 2428.7312 | 0.0033737 | 28 | Commercial_2022_SC A_GWh_Before Competition Groups_28 | ENERGY STAR Griddle (74% eff) | 0.3374% | 0 | 8.1938 | Commercial_2022_SC A_GWh_Before Competition Groups_ENERGY STAR Griddle (74% eff)
Commercial | Com ¦ Evaporator Fan Controls | 2022 | SC A | GWh | Before Competition Groups | 7.9496 | 0 | 0 | 2428.7312 | 0.0032731 | 29 | Commercial_2022_SC A_GWh_Before Competition Groups_29 | Evaporator Fan Controls | 0.3273% | 0 | 7.9496 | Commercial_2022_SC A_GWh_Before Competition Groups_Evaporator Fan Controls
Commercial | Com ¦ Demand Control Kitchen Ventilation | 2022 | SC A | GWh | Before Competition Groups | 7.6892 | 0 | 0 | 2428.7312 | 0.0031659 | 30 | Commercial_2022_SC A_GWh_Before Competition Groups_30 | Demand Control Kitchen Ventilation | 0.3166% | 0 | 7.6892 | Commercial_2022_SC A_GWh_Before Competition Groups_Demand Control Kitchen Ventilation
Commercial | Com ¦ Freezer Case Light Sensor | 2022 | SC A | GWh | Before Competition Groups | 6.8499 | 0 | 0 | 2428.7312 | 0.0028204 | 31 | Commercial_2022_SC A_GWh_Before Competition Groups_31 | Freezer Case Light Sensor | 0.282% | 0 | 6.8499 | Commercial_2022_SC A_GWh_Before Competition Groups_Freezer Case Light Sensor
Commercial | Com ¦ Occupancy Sensors | 2022 | SC A | GWh | Before Competition Groups | 6.2006 | 0 | 0 | 2428.7312 | 0.002553 | 32 | Commercial_2022_SC A_GWh_Before Competition Groups_32 | Occupancy Sensors | 0.2553% | 0 | 6.2006 | Commercial_2022_SC A_GWh_Before Competition Groups_Occupancy Sensors
Commercial | Com ¦ Chilled Water Optimization | 2022 | SC A | GWh | Before Competition Groups | 5.0254 | 0 | 0 | 2428.7312 | 0.0020691 | 33 | Commercial_2022_SC A_GWh_Before Competition Groups_33 | Chilled Water Optimization | 0.2069% | 0 | 5.0254 | Commercial_2022_SC A_GWh_Before Competition Groups_Chilled Water Optimization
Commercial | Com ¦ Unitary Air-Conditioning Unit | 2022 | SC A | GWh | Before Competition Groups | 4.549 | 0 | 0 | 2428.7312 | 0.001873 | 34 | Commercial_2022_SC A_GWh_Before Competition Groups_34 | Unitary Air-Conditioning Unit | 0.1873% | 0 | 4.549 | Commercial_2022_SC A_GWh_Before Competition Groups_Unitary Air-Conditioning Unit
Commercial | Com ¦ Temperature Adjustment in Commercial Freezers | 2022 | SC A | GWh | Before Competition Groups | 3.0428 | 0 | 0 | 2428.7312 | 0.0012528 | 35 | Commercial_2022_SC A_GWh_Before Competition Groups_35 | Temperature Adjustment in Commercial Freezers | 0.1253% | 0 | 3.0428 | Commercial_2022_SC A_GWh_Before Competition Groups_Temperature Adjustment in Commercial Freezers
Commercial | Com ¦ Elec Storage WH 2.30 Et | 2022 | SC A | GWh | Before Competition Groups | 2.9662 | 0 | 0 | 2428.7312 | 0.0012213 | 36 | Commercial_2022_SC A_GWh_Before Competition Groups_36 | Elec Storage WH 2.30 Et | 0.1221% | 0 | 2.9662 | Commercial_2022_SC A_GWh_Before Competition Groups_Elec Storage WH 2.30 Et
Commercial | Com ¦ ENERGY STAR Fryer (84% eff) | 2022 | SC A | GWh | Before Competition Groups | 2.9164 | 0 | 0 | 2428.7312 | 0.0012008 | 37 | Commercial_2022_SC A_GWh_Before Competition Groups_37 | ENERGY STAR Fryer (84% eff) | 0.1201% | 0 | 2.9164 | Commercial_2022_SC A_GWh_Before Competition Groups_ENERGY STAR Fryer (84% eff)
Commercial | Com ¦ Outside Air Economizer | 2022 | SC A | GWh | Before Competition Groups | 2.5576 | 0 | 0 | 2428.7312 | 0.0010531 | 38 | Commercial_2022_SC A_GWh_Before Competition Groups_38 | Outside Air Economizer | 0.1053% | 0 | 2.5576 | Commercial_2022_SC A_GWh_Before Competition Groups_Outside Air Economizer
Commercial | Com ¦ CO Sensors for parking garage exhaust fans | 2022 | SC A | GWh | Before Competition Groups | 2.4822 | 0 | 0 | 2428.7312 | 0.001022 | 39 | Commercial_2022_SC A_GWh_Before Competition Groups_39 | CO Sensors for parking garage exhaust fans | 0.1022% | 0 | 2.4822 | Commercial_2022_SC A_GWh_Before Competition Groups_CO Sensors for parking garage exhaust fans
Commercial | Com ¦ BEVERAGE VENDING MACHINE CONTROLS | 2022 | SC A | GWh | Before Competition Groups | 2.4398 | 0 | 0 | 2428.7312 | 0.0010045 | 40 | Commercial_2022_SC A_GWh_Before Competition Groups_40 | BEVERAGE VENDING MACHINE CONTROLS | 0.1005% | 0 | 2.4398 | Commercial_2022_SC A_GWh_Before Competition Groups_BEVERAGE VENDING MACHINE CONTROLS
Commercial | Com ¦ Vertical Night Covers | 2022 | SC A | GWh | Before Competition Groups | 2.3133 | 0 | 0 | 2428.7312 | 0.00095248 | 41 | Commercial_2022_SC A_GWh_Before Competition Groups_41 | Vertical Night Covers | 0.09525% | 0 | 2.3133 | Commercial_2022_SC A_GWh_Before Competition Groups_Vertical Night Covers
Commercial | Com ¦ Energy Efficient Laboratory Fume Hood | 2022 | SC A | GWh | Before Competition Groups | 2.2958 | 0 | 0 | 2428.7312 | 0.00094528 | 42 | Commercial_2022_SC A_GWh_Before Competition Groups_42 | Energy Efficient Laboratory Fume Hood | 0.09453% | 0 | 2.2958 | Commercial_2022_SC A_GWh_Before Competition Groups_Energy Efficient Laboratory Fume Hood
Commercial | Com ¦ Duct Insulation, R8 | 2022 | SC A | GWh | Before Competition Groups | 2.098 | 0 | 0 | 2428.7312 | 0.00086382 | 43 | Commercial_2022_SC A_GWh_Before Competition Groups_43 | Duct Insulation, R8 | 0.08638% | 0 | 2.098 | Commercial_2022_SC A_GWh_Before Competition Groups_Duct Insulation, R8
Commercial | Com ¦ Water Heating (DHW) Pipe Insulation (Add 3/4\ Foam)" | 2022 | SC A | GWh | Before Competition Groups | 2.0402 | 0 | 0 | 2428.7312 | 0.00084003 | 44 | Commercial_2022_SC A_GWh_Before Competition Groups_44 | Water Heating (DHW) Pipe Insulation (Add 3/4\ Foam)" | 0.084% | 0 | 2.0402 | Commercial_2022_SC A_GWh_Before Competition Groups_Water Heating (DHW) Pipe Insulation (Add 3/4\ Foam)"
Commercial | Com ¦ ENERGY STAR Steam Cookers | 2022 | SC A | GWh | Before Competition Groups | 1.3914 | 0 | 0 | 2428.7312 | 0.00057288 | 45 | Commercial_2022_SC A_GWh_Before Competition Groups_45 | ENERGY STAR Steam Cookers | 0.05729% | 0 | 1.3914 | Commercial_2022_SC A_GWh_Before Competition Groups_ENERGY STAR Steam Cookers
Commercial | Com ¦ ENERGY STAR Dishwasher | 2022 | SC A | GWh | Before Competition Groups | 1.3614 | 0 | 0 | 2428.7312 | 0.00056055 | 46 | Commercial_2022_SC A_GWh_Before Competition Groups_46 | ENERGY STAR Dishwasher | 0.05606% | 0 | 1.3614 | Commercial_2022_SC A_GWh_Before Competition Groups_ENERGY STAR Dishwasher
Commercial | Com ¦ Water Source Heat Pump (4 ton) | 2022 | SC A | GWh | Before Competition Groups | 1.3346 | 0 | 0 | 2428.7312 | 0.00054952 | 47 | Commercial_2022_SC A_GWh_Before Competition Groups_47 | Water Source Heat Pump (4 ton) | 0.05495% | 0 | 1.3346 | Commercial_2022_SC A_GWh_Before Competition Groups_Water Source Heat Pump (4 ton)
Commercial | Com ¦ Thermostat Setback | 2022 | SC A | GWh | Before Competition Groups | 1.2843 | 0 | 0 | 2428.7312 | 0.0005288 | 48 | Commercial_2022_SC A_GWh_Before Competition Groups_48 | Thermostat Setback | 0.05288% | 0 | 1.2843 | Commercial_2022_SC A_GWh_Before Competition Groups_Thermostat Setback
Commercial | Com ¦ Suction Pipe Insulation Freezer/Refrigerator | 2022 | SC A | GWh | Before Competition Groups | 1.2529 | 0 | 0 | 2428.7312 | 0.00051587 | 49 | Commercial_2022_SC A_GWh_Before Competition Groups_49 | Suction Pipe Insulation Freezer/Refrigerator | 0.05159% | 0 | 1.2529 | Commercial_2022_SC A_GWh_Before Competition Groups_Suction Pipe Insulation Freezer/Refrigerator
Commercial | Com ¦ Ozone Laundry Treatment | 2022 | SC A | GWh | Before Competition Groups | 0.50177 | 0 | 0 | 2428.7312 | 0.0002066 | 50 | Commercial_2022_SC A_GWh_Before Competition Groups_50 | Ozone Laundry Treatment | 0.02066% | 0 | 0.50177 | Commercial_2022_SC A_GWh_Before Competition Groups_Ozone Laundry Treatment
Commercial | Com ¦ Demand controlled Circulating Systems | 2022 | SC A | GWh | Before Competition Groups | 0.42896 | 0 | 0 | 2428.7312 | 0.00017662 | 51 | Commercial_2022_SC A_GWh_Before Competition Groups_51 | Demand controlled Circulating Systems | 0.01766% | 0 | 0.42896 | Commercial_2022_SC A_GWh_Before Competition Groups_Demand controlled Circulating Systems
Commercial | Com ¦ ECM MOTORS FOR HVAC APPLICATION (FAN-POWERED VAV BOX) | 2022 | SC A | GWh | Before Competition Groups | 0.3126 | 0 | 0 | 2428.7312 | 0.00012871 | 52 | Commercial_2022_SC A_GWh_Before Competition Groups_52 | ECM MOTORS FOR HVAC APPLICATION (FAN-POWERED VAV BOX) | 0.01287% | 0 | 0.3126 | Commercial_2022_SC A_GWh_Before Competition Groups_ECM MOTORS FOR HVAC APPLICATION (FAN-POWERED VAV BOX)
Commercial | Com ¦ CEE Tier 2/Energy Star Clothes Washers | 2022 | SC A | GWh | Before Competition Groups | 0.27243 | 0 | 0 | 2428.7312 | 0.00011217 | 53 | Commercial_2022_SC A_GWh_Before Competition Groups_53 | CEE Tier 2/Energy Star Clothes Washers | 0.01122% | 0 | 0.27243 | Commercial_2022_SC A_GWh_Before Competition Groups_CEE Tier 2/Energy Star Clothes Washers
Commercial | Com ¦ Low Flow Pre-Rinse Spray Nozzle | 2022 | SC A | GWh | Before Competition Groups | 0.15695 | 0 | 0 | 2428.7312 | 6.462e-05 | 54 | Commercial_2022_SC A_GWh_Before Competition Groups_54 | Low Flow Pre-Rinse Spray Nozzle | 0.006462% | 0 | 0.15695 | Commercial_2022_SC A_GWh_Before Competition Groups_Low Flow Pre-Rinse Spray Nozzle
Commercial | Com ¦ HVAC Optimization | 2022 | SC A | GWh | Before Competition Groups | 0.12988 | 0 | 0 | 2428.7312 | 5.3477e-05 | 55 | Commercial_2022_SC A_GWh_Before Competition Groups_55 | HVAC Optimization | 0.005348% | 0 | 0.12988 | Commercial_2022_SC A_GWh_Before Competition Groups_HVAC Optimization
Commercial | Com ¦ Auto Off Time Switch or Time Clock control | 2022 | SC A | GWh | Before Competition Groups | 0.11734 | 0 | 0 | 2428.7312 | 4.8312e-05 | 56 | Commercial_2022_SC A_GWh_Before Competition Groups_56 | Auto Off Time Switch or Time Clock control | 0.004831% | 0 | 0.11734 | Commercial_2022_SC A_GWh_Before Competition Groups_Auto Off Time Switch or Time Clock control
Commercial | COM ¦ Ductless Mini-Split Heat Pumps | 2022 | SC A | GWh | Before Competition Groups | 0.099075 | 0 | 0 | 2428.7312 | 4.0793e-05 | 57 | Commercial_2022_SC A_GWh_Before Competition Groups_57 | Ductless Mini-Split Heat Pumps | 0.004079% | 0 | 0.099075 | Commercial_2022_SC A_GWh_Before Competition Groups_Ductless Mini-Split Heat Pumps
Commercial | Com ¦ Condensing Make Up Air Unit | 2022 | SC A | GWh | Before Competition Groups | 0.092519 | 0 | 0 | 2428.7312 | 3.8093e-05 | 58 | Commercial_2022_SC A_GWh_Before Competition Groups_58 | Condensing Make Up Air Unit | 0.003809% | 0 | 0.092519 | Commercial_2022_SC A_GWh_Before Competition Groups_Condensing Make Up Air Unit
Commercial | Com ¦ Commercial Hot Food Holding Cabinets | 2022 | SC A | GWh | Before Competition Groups | 0.04398 | 0 | 0 | 2428.7312 | 1.8108e-05 | 59 | Commercial_2022_SC A_GWh_Before Competition Groups_59 | Commercial Hot Food Holding Cabinets | 0.001811% | 0 | 0.04398 | Commercial_2022_SC A_GWh_Before Competition Groups_Commercial Hot Food Holding Cabinets
Commercial | Com ¦ Notched V belts for HVAC Systems | 2022 | SC A | GWh | Before Competition Groups | 0.042191 | 0 | 0 | 2428.7312 | 1.7372e-05 | 60 | Commercial_2022_SC A_GWh_Before Competition Groups_60 | Notched V belts for HVAC Systems | 0.001737% | 0 | 0.042191 | Commercial_2022_SC A_GWh_Before Competition Groups_Notched V belts for HVAC Systems
Commercial | Com ¦ Solar Water Preheat (Pools/DHW) | 2022 | SC A | GWh | Before Competition Groups | 0.037087 | 0 | 0 | 2428.7312 | 1.527e-05 | 61 | Commercial_2022_SC A_GWh_Before Competition Groups_61 | Solar Water Preheat (Pools/DHW) | 0.001527% | 0 | 0.037087 | Commercial_2022_SC A_GWh_Before Competition Groups_Solar Water Preheat (Pools/DHW)
Commercial | Com ¦ PTAC (12 EER/10,000 BTU) | 2022 | SC A | GWh | Before Competition Groups | 0.034257 | 0 | 0 | 2428.7312 | 1.4105e-05 | 62 | Commercial_2022_SC A_GWh_Before Competition Groups_62 | PTAC (12 EER/10,000 BTU) | 0.001411% | 0 | 0.034257 | Commercial_2022_SC A_GWh_Before Competition Groups_PTAC (12 EER/10,000 BTU)
Commercial | Com ¦ Air Curtains | 2022 | SC A | GWh | Before Competition Groups | 0.032394 | 0 | 0 | 2428.7312 | 1.3338e-05 | 63 | Commercial_2022_SC A_GWh_Before Competition Groups_63 | Air Curtains | 0.001334% | 0 | 0.032394 | Commercial_2022_SC A_GWh_Before Competition Groups_Air Curtains
Commercial | Com ¦ LLLC - Low Impact Application | 2022 | SC A | GWh | Before Competition Groups | 0.02271 | 0 | 0 | 2428.7312 | 9.3505e-06 | 64 | Commercial_2022_SC A_GWh_Before Competition Groups_64 | LLLC - Low Impact Application | 0.000935% | 0 | 0.02271 | Commercial_2022_SC A_GWh_Before Competition Groups_LLLC - Low Impact Application
Commercial | Com ¦ LLLC - High Impact Application | 2022 | SC A | GWh | Before Competition Groups | 0.020387 | 0 | 0 | 2428.7312 | 8.3939e-06 | 65 | Commercial_2022_SC A_GWh_Before Competition Groups_65 | LLLC - High Impact Application | 0.0008394% | 0 | 0.020387 | Commercial_2022_SC A_GWh_Before Competition Groups_LLLC - High Impact Application
Commercial | Com ¦ Wall Insulation | 2022 | SC A | GWh | Before Competition Groups | 0.018935 | 0 | 0 | 2428.7312 | 7.7964e-06 | 66 | Commercial_2022_SC A_GWh_Before Competition Groups_66 | Wall Insulation | 0.0007796% | 0 | 0.018935 | Commercial_2022_SC A_GWh_Before Competition Groups_Wall Insulation
Commercial | Com ¦ VSD Air Compressor | 2022 | SC A | GWh | Before Competition Groups | 0.0068992 | 0 | 0 | 2428.7312 | 2.8407e-06 | 67 | Commercial_2022_SC A_GWh_Before Competition Groups_67 | VSD Air Compressor | 0.0002841% | 0 | 0.0068992 | Commercial_2022_SC A_GWh_Before Competition Groups_VSD Air Compressor
Commercial | Com ¦ Energy Recovery Ventilation and Ventilation (Enhanced) | 2022 | SC A | GWh | Before Competition Groups | 0.0051765 | 0 | 0 | 2428.7312 | 2.1314e-06 | 68 | Commercial_2022_SC A_GWh_Before Competition Groups_68 | Energy Recovery Ventilation and Ventilation (Enhanced) | 0.0002131% | 0 | 0.0051765 | Commercial_2022_SC A_GWh_Before Competition Groups_Energy Recovery Ventilation and Ventilation (Enhanced)
Commercial | Com ¦ EC Plug Fan for Data Center (under cabinet) | 2022 | SC A | GWh | Before Competition Groups | 0.0027695 | 0 | 0 | 2428.7312 | 1.1403e-06 | 69 | Commercial_2022_SC A_GWh_Before Competition Groups_69 | EC Plug Fan for Data Center (under cabinet) | 0.000114% | 0 | 0.0027695 | Commercial_2022_SC A_GWh_Before Competition Groups_EC Plug Fan for Data Center (under cabinet)
Commercial | Com ¦ High Efficiency Chiller (avg of water and air cooled) | 2022 | SC A | GWh | Before Competition Groups | 0.0015021 | 0 | 0 | 2428.7312 | 6.1849e-07 | 70 | Commercial_2022_SC A_GWh_Before Competition Groups_70 | High Efficiency Chiller (avg of water and air cooled) | 6.185e-05% | 0 | 0.0015021 | Commercial_2022_SC A_GWh_Before Competition Groups_High Efficiency Chiller (avg of water and air cooled)
Commercial | Com ¦ Room AC (w/ louvered sides) 14 SEER from 12 SEER code | 2022 | SC A | GWh | Before Competition Groups | 0.0013403 | 0 | 0 | 2428.7312 | 5.5184e-07 | 71 | Commercial_2022_SC A_GWh_Before Competition Groups_71 | Room AC (w/ louvered sides) 14 SEER from 12 SEER code | 5.518e-05% | 0 | 0.0013403 | Commercial_2022_SC A_GWh_Before Competition Groups_Room AC (w/ louvered sides) 14 SEER from 12 SEER code
Commercial | Com ¦ Electric Convection Combination Ovens | 2022 | SC A | GWh | Before Competition Groups | 0.00084058 | 0 | 0 | 2428.7312 | 3.461e-07 | 72 | Commercial_2022_SC A_GWh_Before Competition Groups_72 | Electric Convection Combination Ovens | 3.461e-05% | 0 | 0.00084058 | Commercial_2022_SC A_GWh_Before Competition Groups_Electric Convection Combination Ovens
Commercial | Com ¦ Networked/Connected - High Impact Application | 2022 | SC A | GWh | Before Competition Groups | 0.00049877 | 0 | 0 | 2428.7312 | 2.0536e-07 | 73 | Commercial_2022_SC A_GWh_Before Competition Groups_73 | Networked/Connected - High Impact Application | 2.054e-05% | 0 | 0.00049877 | Commercial_2022_SC A_GWh_Before Competition Groups_Networked/Connected - High Impact Application
Commercial | Com ¦ High Efficiency Small Instantaneous Water Heater | 2022 | SC A | GWh | Before Competition Groups | 3.0878e-05 | 0 | 0 | 2428.7312 | 1.2714e-08 | 74 | Commercial_2022_SC A_GWh_Before Competition Groups_74 | High Efficiency Small Instantaneous Water Heater | 1.271e-06% | 0 | 3.0878e-05 | Commercial_2022_SC A_GWh_Before Competition Groups_High Efficiency Small Instantaneous Water Heater
Commercial | Com ¦ Networked/Connected - Low Impact Application | 2022 | SC A | GWh | Before Competition Groups | 1.8425e-05 | 0 | 0 | 2428.7312 | 7.5861e-09 | 75 | Commercial_2022_SC A_GWh_Before Competition Groups_75 | Networked/Connected - Low Impact Application | 7.586e-07% | 0 | 1.8425e-05 | Commercial_2022_SC A_GWh_Before Competition Groups_Networked/Connected - Low Impact Application
Commercial | Com ¦ Door Gasket Freezer/Refrigerator | 2022 | SC A | GWh | Before Competition Groups | 0 | 0 | 0 | 2428.7312 | 0 | 76 | Commercial_2022_SC A_GWh_Before Competition Groups_76 | Door Gasket Freezer/Refrigerator | 0% | 0 | 0 | Commercial_2022_SC A_GWh_Before Competition Groups_Door Gasket Freezer/Refrigerator
Commercial | Com ¦ Efficient compressor motor | 2022 | SC A | GWh | Before Competition Groups | 0 | 0 | 0 | 2428.7312 | 0 | 77 | Commercial_2022_SC A_GWh_Before Competition Groups_77 | Efficient compressor motor | 0% | 0 | 0 | Commercial_2022_SC A_GWh_Before Competition Groups_Efficient compressor motor
Commercial | Com ¦ Indoor Daylight Sensors/Photocell Dimming Control | 2022 | SC A | GWh | Before Competition Groups | 0 | 0 | 0 | 2428.7312 | 0 | 78 | Commercial_2022_SC A_GWh_Before Competition Groups_78 | Indoor Daylight Sensors/Photocell Dimming Control | 0% | 0 | 0 | Commercial_2022_SC A_GWh_Before Competition Groups_Indoor Daylight Sensors/Photocell Dimming Control
Commercial | Com ¦ LED RECESSED DOWNLIGHTS | 2022 | SC A | GWh | Before Competition Groups | 0 | 0 | 0 | 2428.7312 | 0 | 79 | Commercial_2022_SC A_GWh_Before Competition Groups_79 | LED RECESSED DOWNLIGHTS | 0% | 0 | 0 | Commercial_2022_SC A_GWh_Before Competition Groups_LED RECESSED DOWNLIGHTS
Commercial | Com ¦ Variable Refrigerant Flow Heat Pump | 2022 | SC A | GWh | Before Competition Groups | 0 | 0 | 0 | 2428.7312 | 0 | 80 | Commercial_2022_SC A_GWh_Before Competition Groups_80 | Variable Refrigerant Flow Heat Pump | 0% | 0 | 0 | Commercial_2022_SC A_GWh_Before Competition Groups_Variable Refrigerant Flow Heat Pump
Commercial | Com ¦ ENERGY STAR LED LAMPS (REFLECTOR LAMPs/MR16/PAR 16) | 2022 | SC B | GWh | Before Competition Groups | 443.6658 | 0 | 0 | 3140.8789 | 0.14126 | 1 | Commercial_2022_SC B_GWh_Before Competition Groups_1 | ENERGY STAR LED LAMPS (REFLECTOR LAMPs/MR16/PAR 16) | 14.13% | 0 | 443.6658 | Commercial_2022_SC B_GWh_Before Competition Groups_ENERGY STAR LED LAMPS (REFLECTOR LAMPs/MR16/PAR 16)
Commercial | Com ¦ LED EXTERIOR AREA LIGHTS - LED fixture (200W) | 2022 | SC B | GWh | Before Competition Groups | 248.0147 | 0 | 0 | 3140.8789 | 0.078963 | 2 | Commercial_2022_SC B_GWh_Before Competition Groups_2 | LED EXTERIOR AREA LIGHTS - LED fixture (200W) | 7.896% | 0 | 248.0147 | Commercial_2022_SC B_GWh_Before Competition Groups_LED EXTERIOR AREA LIGHTS - LED fixture (200W)
Commercial | Com ¦ LED parking lot fixture | 2022 | SC B | GWh | Before Competition Groups | 247.4795 | 0 | 0 | 3140.8789 | 0.078793 | 3 | Commercial_2022_SC B_GWh_Before Competition Groups_3 | LED parking lot fixture | 7.879% | 0 | 247.4795 | Commercial_2022_SC B_GWh_Before Competition Groups_LED parking lot fixture
Commercial | Com ¦ LED Troffer/Surface/Suspended | 2022 | SC B | GWh | Before Competition Groups | 203.438 | 0 | 0 | 3140.8789 | 0.064771 | 4 | Commercial_2022_SC B_GWh_Before Competition Groups_4 | LED Troffer/Surface/Suspended | 6.477% | 0 | 203.438 | Commercial_2022_SC B_GWh_Before Competition Groups_LED Troffer/Surface/Suspended
Commercial | Com ¦ Education and Capacity Building/Energy Behavior | 2022 | SC B | GWh | Before Competition Groups | 191.104 | 0 | 0 | 3140.8789 | 0.060844 | 5 | Commercial_2022_SC B_GWh_Before Competition Groups_5 | Education and Capacity Building/Energy Behavior | 6.084% | 0 | 191.104 | Commercial_2022_SC B_GWh_Before Competition Groups_Education and Capacity Building/Energy Behavior
Commercial | Com ¦ LED Low/High Bay | 2022 | SC B | GWh | Before Competition Groups | 189.8395 | 0 | 0 | 3140.8789 | 0.060442 | 6 | Commercial_2022_SC B_GWh_Before Competition Groups_6 | LED Low/High Bay | 6.044% | 0 | 189.8395 | Commercial_2022_SC B_GWh_Before Competition Groups_LED Low/High Bay
Commercial | Com ¦ LED Replacement Lamp (Tube) | 2022 | SC B | GWh | Before Competition Groups | 180.3419 | 0 | 0 | 3140.8789 | 0.057418 | 7 | Commercial_2022_SC B_GWh_Before Competition Groups_7 | LED Replacement Lamp (Tube) | 5.742% | 0 | 180.3419 | Commercial_2022_SC B_GWh_Before Competition Groups_LED Replacement Lamp (Tube)
Commercial | Com ¦ Furnace Tune-Up | 2022 | SC B | GWh | Before Competition Groups | 171.1087 | 0 | 0 | 3140.8789 | 0.054478 | 8 | Commercial_2022_SC B_GWh_Before Competition Groups_8 | Furnace Tune-Up | 5.448% | 0 | 171.1087 | Commercial_2022_SC B_GWh_Before Competition Groups_Furnace Tune-Up
Commercial | Com ¦ LED street light fixture | 2022 | SC B | GWh | Before Competition Groups | 138.5568 | 0 | 0 | 3140.8789 | 0.044114 | 9 | Commercial_2022_SC B_GWh_Before Competition Groups_9 | LED street light fixture | 4.411% | 0 | 138.5568 | Commercial_2022_SC B_GWh_Before Competition Groups_LED street light fixture
Commercial | Com ¦ Building Recommissioning, Operations and Maintenance (O&M) Improvements | 2022 | SC B | GWh | Before Competition Groups | 124.6306 | 0 | 0 | 3140.8789 | 0.03968 | 10 | Commercial_2022_SC B_GWh_Before Competition Groups_10 | Building Recommissioning, Operations and Maintenance (O&M) Improvements | 3.968% | 0 | 124.6306 | Commercial_2022_SC B_GWh_Before Competition Groups_Building Recommissioning, Operations and Maintenance (O&M) Improvements
Commercial | Com ¦ Data Center Storage/Server Virtualization | 2022 | SC B | GWh | Before Competition Groups | 105.0103 | 0 | 0 | 3140.8789 | 0.033433 | 11 | Commercial_2022_SC B_GWh_Before Competition Groups_11 | Data Center Storage/Server Virtualization | 3.343% | 0 | 105.0103 | Commercial_2022_SC B_GWh_Before Competition Groups_Data Center Storage/Server Virtualization
Commercial | Com ¦ ENERGY STAR LED LAMPS (General Service Lamps) | 2022 | SC B | GWh | Before Competition Groups | 68.4689 | 0 | 0 | 3140.8789 | 0.021799 | 12 | Commercial_2022_SC B_GWh_Before Competition Groups_12 | ENERGY STAR LED LAMPS (General Service Lamps) | 2.18% | 0 | 68.4689 | Commercial_2022_SC B_GWh_Before Competition Groups_ENERGY STAR LED LAMPS (General Service Lamps)
Commercial | Com ¦ Strip Curtains | 2022 | SC B | GWh | Before Competition Groups | 68.3675 | 0 | 0 | 3140.8789 | 0.021767 | 13 | Commercial_2022_SC B_GWh_Before Competition Groups_13 | Strip Curtains | 2.177% | 0 | 68.3675 | Commercial_2022_SC B_GWh_Before Competition Groups_Strip Curtains
Commercial | Com ¦ Reach-in Shaded Pole to ECM/PSC Evaporator Fan Motor | 2022 | SC B | GWh | Before Competition Groups | 64.4473 | 0 | 0 | 3140.8789 | 0.020519 | 14 | Commercial_2022_SC B_GWh_Before Competition Groups_14 | Reach-in Shaded Pole to ECM/PSC Evaporator Fan Motor | 2.052% | 0 | 64.4473 | Commercial_2022_SC B_GWh_Before Competition Groups_Reach-in Shaded Pole to ECM/PSC Evaporator Fan Motor
Commercial | Com ¦ LED or Equivalent Sign Lighting | 2022 | SC B | GWh | Before Competition Groups | 62.5953 | 0 | 0 | 3140.8789 | 0.019929 | 15 | Commercial_2022_SC B_GWh_Before Competition Groups_15 | LED or Equivalent Sign Lighting | 1.993% | 0 | 62.5953 | Commercial_2022_SC B_GWh_Before Competition Groups_LED or Equivalent Sign Lighting
Commercial | Com ¦ High Efficiency Air Source Heat Pump | 2022 | SC B | GWh | Before Competition Groups | 59.009 | 0 | 0 | 3140.8789 | 0.018787 | 16 | Commercial_2022_SC B_GWh_Before Competition Groups_16 | High Efficiency Air Source Heat Pump | 1.879% | 0 | 59.009 | Commercial_2022_SC B_GWh_Before Competition Groups_High Efficiency Air Source Heat Pump
Commercial | Com ¦ Variable Frequency Drive (VFD) | 2022 | SC B | GWh | Before Competition Groups | 56.9777 | 0 | 0 | 3140.8789 | 0.018141 | 17 | Commercial_2022_SC B_GWh_Before Competition Groups_17 | Variable Frequency Drive (VFD) | 1.814% | 0 | 56.9777 | Commercial_2022_SC B_GWh_Before Competition Groups_Variable Frequency Drive (VFD)
Commercial | Com ¦ Demand Control Ventilation | 2022 | SC B | GWh | Before Competition Groups | 54.9188 | 0 | 0 | 3140.8789 | 0.017485 | 18 | Commercial_2022_SC B_GWh_Before Competition Groups_18 | Demand Control Ventilation | 1.749% | 0 | 54.9188 | Commercial_2022_SC B_GWh_Before Competition Groups_Demand Control Ventilation
Commercial | Com ¦ VFD on Pumps | 2022 | SC B | GWh | Before Competition Groups | 53.2198 | 0 | 0 | 3140.8789 | 0.016944 | 19 | Commercial_2022_SC B_GWh_Before Competition Groups_19 | VFD on Pumps | 1.694% | 0 | 53.2198 | Commercial_2022_SC B_GWh_Before Competition Groups_VFD on Pumps
Commercial | Com ¦ Air Handler with Dedicated Outdoor Air Systems | 2022 | SC B | GWh | Before Competition Groups | 42.9009 | 0 | 0 | 3140.8789 | 0.013659 | 20 | Commercial_2022_SC B_GWh_Before Competition Groups_20 | Air Handler with Dedicated Outdoor Air Systems | 1.366% | 0 | 42.9009 | Commercial_2022_SC B_GWh_Before Competition Groups_Air Handler with Dedicated Outdoor Air Systems
Commercial | Com ¦ Centrally controlled desktop PC/NETWORK PC POWER MANAGEMENT SOFTWARE | 2022 | SC B | GWh | Before Competition Groups | 41.4315 | 0 | 0 | 3140.8789 | 0.013191 | 21 | Commercial_2022_SC B_GWh_Before Competition Groups_21 | Centrally controlled desktop PC/NETWORK PC POWER MANAGEMENT SOFTWARE | 1.319% | 0 | 41.4315 | Commercial_2022_SC B_GWh_Before Competition Groups_Centrally controlled desktop PC/NETWORK PC POWER MANAGEMENT SOFTWARE
Commercial | Com ¦ Adaptive Thermostats | 2022 | SC B | GWh | Before Competition Groups | 37.5417 | 0 | 0 | 3140.8789 | 0.011953 | 22 | Commercial_2022_SC B_GWh_Before Competition Groups_22 | Adaptive Thermostats | 1.195% | 0 | 37.5417 | Commercial_2022_SC B_GWh_Before Competition Groups_Adaptive Thermostats
Commercial | Com ¦ Advanced BAS/Controllers | 2022 | SC B | GWh | Before Competition Groups | 31.7431 | 0 | 0 | 3140.8789 | 0.010106 | 23 | Commercial_2022_SC B_GWh_Before Competition Groups_23 | Advanced BAS/Controllers | 1.011% | 0 | 31.7431 | Commercial_2022_SC B_GWh_Before Competition Groups_Advanced BAS/Controllers
Commercial | Com ¦ ECM MOTORS FOR EVAPORATOR FANS for refrigeration (WALK-IN) | 2022 | SC B | GWh | Before Competition Groups | 26.6157 | 0 | 0 | 3140.8789 | 0.008474 | 24 | Commercial_2022_SC B_GWh_Before Competition Groups_24 | ECM MOTORS FOR EVAPORATOR FANS for refrigeration (WALK-IN) | 0.8474% | 0 | 26.6157 | Commercial_2022_SC B_GWh_Before Competition Groups_ECM MOTORS FOR EVAPORATOR FANS for refrigeration (WALK-IN)
Commercial | Com ¦ Condensing Unit Heaters or other Efficient Unit Heating System | 2022 | SC B | GWh | Before Competition Groups | 25.7331 | 0 | 0 | 3140.8789 | 0.008193 | 25 | Commercial_2022_SC B_GWh_Before Competition Groups_25 | Condensing Unit Heaters or other Efficient Unit Heating System | 0.8193% | 0 | 25.7331 | Commercial_2022_SC B_GWh_Before Competition Groups_Condensing Unit Heaters or other Efficient Unit Heating System
Commercial | Com ¦ Refrigerated Display Case Doors | 2022 | SC B | GWh | Before Competition Groups | 23.9968 | 0 | 0 | 3140.8789 | 0.0076401 | 26 | Commercial_2022_SC B_GWh_Before Competition Groups_26 | Refrigerated Display Case Doors | 0.764% | 0 | 23.9968 | Commercial_2022_SC B_GWh_Before Competition Groups_Refrigerated Display Case Doors
Commercial | Com ¦ Freezer Case Light Sensor | 2022 | SC B | GWh | Before Competition Groups | 21.8547 | 0 | 0 | 3140.8789 | 0.0069581 | 27 | Commercial_2022_SC B_GWh_Before Competition Groups_27 | Freezer Case Light Sensor | 0.6958% | 0 | 21.8547 | Commercial_2022_SC B_GWh_Before Competition Groups_Freezer Case Light Sensor
Commercial | Com ¦ Evaporator Fan Controls | 2022 | SC B | GWh | Before Competition Groups | 21.3191 | 0 | 0 | 3140.8789 | 0.0067876 | 28 | Commercial_2022_SC B_GWh_Before Competition Groups_28 | Evaporator Fan Controls | 0.6788% | 0 | 21.3191 | Commercial_2022_SC B_GWh_Before Competition Groups_Evaporator Fan Controls
Commercial | Com ¦ Demand Control Kitchen Ventilation | 2022 | SC B | GWh | Before Competition Groups | 16.8373 | 0 | 0 | 3140.8789 | 0.0053607 | 29 | Commercial_2022_SC B_GWh_Before Competition Groups_29 | Demand Control Kitchen Ventilation | 0.5361% | 0 | 16.8373 | Commercial_2022_SC B_GWh_Before Competition Groups_Demand Control Kitchen Ventilation
Commercial | Com ¦ Unitary Air-Conditioning Unit | 2022 | SC B | GWh | Before Competition Groups | 12.7948 | 0 | 0 | 3140.8789 | 0.0040736 | 30 | Commercial_2022_SC B_GWh_Before Competition Groups_30 | Unitary Air-Conditioning Unit | 0.4074% | 0 | 12.7948 | Commercial_2022_SC B_GWh_Before Competition Groups_Unitary Air-Conditioning Unit
Commercial | Com ¦ Refrigerated Display Case LED | 2022 | SC B | GWh | Before Competition Groups | 10.6231 | 0 | 0 | 3140.8789 | 0.0033822 | 31 | Commercial_2022_SC B_GWh_Before Competition Groups_31 | Refrigerated Display Case LED | 0.3382% | 0 | 10.6231 | Commercial_2022_SC B_GWh_Before Competition Groups_Refrigerated Display Case LED
Commercial | Com ¦ ENERGY STAR Griddle (74% eff) | 2022 | SC B | GWh | Before Competition Groups | 8.1937 | 0 | 0 | 3140.8789 | 0.0026087 | 32 | Commercial_2022_SC B_GWh_Before Competition Groups_32 | ENERGY STAR Griddle (74% eff) | 0.2609% | 0 | 8.1937 | Commercial_2022_SC B_GWh_Before Competition Groups_ENERGY STAR Griddle (74% eff)
Commercial | Com ¦ Temperature Adjustment in Commercial Freezers | 2022 | SC B | GWh | Before Competition Groups | 8.1601 | 0 | 0 | 3140.8789 | 0.002598 | 33 | Commercial_2022_SC B_GWh_Before Competition Groups_33 | Temperature Adjustment in Commercial Freezers | 0.2598% | 0 | 8.1601 | Commercial_2022_SC B_GWh_Before Competition Groups_Temperature Adjustment in Commercial Freezers
Commercial | Com ¦ Elec Storage WH 2.30 Et | 2022 | SC B | GWh | Before Competition Groups | 7.0327 | 0 | 0 | 3140.8789 | 0.0022391 | 34 | Commercial_2022_SC B_GWh_Before Competition Groups_34 | Elec Storage WH 2.30 Et | 0.2239% | 0 | 7.0327 | Commercial_2022_SC B_GWh_Before Competition Groups_Elec Storage WH 2.30 Et
Commercial | Com ¦ CO Sensors for parking garage exhaust fans | 2022 | SC B | GWh | Before Competition Groups | 6.7024 | 0 | 0 | 3140.8789 | 0.0021339 | 35 | Commercial_2022_SC B_GWh_Before Competition Groups_35 | CO Sensors for parking garage exhaust fans | 0.2134% | 0 | 6.7024 | Commercial_2022_SC B_GWh_Before Competition Groups_CO Sensors for parking garage exhaust fans
Commercial | Com ¦ Energy Efficient Laboratory Fume Hood | 2022 | SC B | GWh | Before Competition Groups | 6.6296 | 0 | 0 | 3140.8789 | 0.0021108 | 36 | Commercial_2022_SC B_GWh_Before Competition Groups_36 | Energy Efficient Laboratory Fume Hood | 0.2111% | 0 | 6.6296 | Commercial_2022_SC B_GWh_Before Competition Groups_Energy Efficient Laboratory Fume Hood
Commercial | Com ¦ Chilled Water Optimization | 2022 | SC B | GWh | Before Competition Groups | 6.5835 | 0 | 0 | 3140.8789 | 0.0020961 | 37 | Commercial_2022_SC B_GWh_Before Competition Groups_37 | Chilled Water Optimization | 0.2096% | 0 | 6.5835 | Commercial_2022_SC B_GWh_Before Competition Groups_Chilled Water Optimization
Commercial | Com ¦ BEVERAGE VENDING MACHINE CONTROLS | 2022 | SC B | GWh | Before Competition Groups | 6.3341 | 0 | 0 | 3140.8789 | 0.0020167 | 38 | Commercial_2022_SC B_GWh_Before Competition Groups_38 | BEVERAGE VENDING MACHINE CONTROLS | 0.2017% | 0 | 6.3341 | Commercial_2022_SC B_GWh_Before Competition Groups_BEVERAGE VENDING MACHINE CONTROLS
Commercial | Com ¦ Vertical Night Covers | 2022 | SC B | GWh | Before Competition Groups | 6.3239 | 0 | 0 | 3140.8789 | 0.0020134 | 39 | Commercial_2022_SC B_GWh_Before Competition Groups_39 | Vertical Night Covers | 0.2013% | 0 | 6.3239 | Commercial_2022_SC B_GWh_Before Competition Groups_Vertical Night Covers
Commercial | Com ¦ Occupancy Sensors | 2022 | SC B | GWh | Before Competition Groups | 6.2006 | 0 | 0 | 3140.8789 | 0.0019742 | 40 | Commercial_2022_SC B_GWh_Before Competition Groups_40 | Occupancy Sensors | 0.1974% | 0 | 6.2006 | Commercial_2022_SC B_GWh_Before Competition Groups_Occupancy Sensors
Commercial | Com ¦ Duct Insulation, R8 | 2022 | SC B | GWh | Before Competition Groups | 5.7243 | 0 | 0 | 3140.8789 | 0.0018225 | 41 | Commercial_2022_SC B_GWh_Before Competition Groups_41 | Duct Insulation, R8 | 0.1823% | 0 | 5.7243 | Commercial_2022_SC B_GWh_Before Competition Groups_Duct Insulation, R8
Commercial | Com ¦ Water Heating (DHW) Pipe Insulation (Add 3/4\ Foam)" | 2022 | SC B | GWh | Before Competition Groups | 5.471 | 0 | 0 | 3140.8789 | 0.0017419 | 42 | Commercial_2022_SC B_GWh_Before Competition Groups_42 | Water Heating (DHW) Pipe Insulation (Add 3/4\ Foam)" | 0.1742% | 0 | 5.471 | Commercial_2022_SC B_GWh_Before Competition Groups_Water Heating (DHW) Pipe Insulation (Add 3/4\ Foam)"
Commercial | Com ¦ Outside Air Economizer | 2022 | SC B | GWh | Before Competition Groups | 4.8345 | 0 | 0 | 3140.8789 | 0.0015392 | 43 | Commercial_2022_SC B_GWh_Before Competition Groups_43 | Outside Air Economizer | 0.1539% | 0 | 4.8345 | Commercial_2022_SC B_GWh_Before Competition Groups_Outside Air Economizer
Commercial | Com ¦ Suction Pipe Insulation Freezer/Refrigerator | 2022 | SC B | GWh | Before Competition Groups | 3.4618 | 0 | 0 | 3140.8789 | 0.0011022 | 44 | Commercial_2022_SC B_GWh_Before Competition Groups_44 | Suction Pipe Insulation Freezer/Refrigerator | 0.1102% | 0 | 3.4618 | Commercial_2022_SC B_GWh_Before Competition Groups_Suction Pipe Insulation Freezer/Refrigerator
Commercial | Com ¦ ENERGY STAR Fryer (84% eff) | 2022 | SC B | GWh | Before Competition Groups | 2.9163 | 0 | 0 | 3140.8789 | 0.00092851 | 45 | Commercial_2022_SC B_GWh_Before Competition Groups_45 | ENERGY STAR Fryer (84% eff) | 0.09285% | 0 | 2.9163 | Commercial_2022_SC B_GWh_Before Competition Groups_ENERGY STAR Fryer (84% eff)
Commercial | Com ¦ Water Source Heat Pump (4 ton) | 2022 | SC B | GWh | Before Competition Groups | 2.3629 | 0 | 0 | 3140.8789 | 0.0007523 | 46 | Commercial_2022_SC B_GWh_Before Competition Groups_46 | Water Source Heat Pump (4 ton) | 0.07523% | 0 | 2.3629 | Commercial_2022_SC B_GWh_Before Competition Groups_Water Source Heat Pump (4 ton)
Commercial | Com ¦ ENERGY STAR Dishwasher | 2022 | SC B | GWh | Before Competition Groups | 1.5407 | 0 | 0 | 3140.8789 | 0.00049054 | 47 | Commercial_2022_SC B_GWh_Before Competition Groups_47 | ENERGY STAR Dishwasher | 0.04905% | 0 | 1.5407 | Commercial_2022_SC B_GWh_Before Competition Groups_ENERGY STAR Dishwasher
Commercial | Com ¦ Ozone Laundry Treatment | 2022 | SC B | GWh | Before Competition Groups | 1.5394 | 0 | 0 | 3140.8789 | 0.00049013 | 48 | Commercial_2022_SC B_GWh_Before Competition Groups_48 | Ozone Laundry Treatment | 0.04901% | 0 | 1.5394 | Commercial_2022_SC B_GWh_Before Competition Groups_Ozone Laundry Treatment
Commercial | Com ¦ ENERGY STAR Steam Cookers | 2022 | SC B | GWh | Before Competition Groups | 1.3914 | 0 | 0 | 3140.8789 | 0.00044298 | 49 | Commercial_2022_SC B_GWh_Before Competition Groups_49 | ENERGY STAR Steam Cookers | 0.0443% | 0 | 1.3914 | Commercial_2022_SC B_GWh_Before Competition Groups_ENERGY STAR Steam Cookers
Commercial | Com ¦ Thermostat Setback | 2022 | SC B | GWh | Before Competition Groups | 1.3005 | 0 | 0 | 3140.8789 | 0.00041406 | 50 | Commercial_2022_SC B_GWh_Before Competition Groups_50 | Thermostat Setback | 0.04141% | 0 | 1.3005 | Commercial_2022_SC B_GWh_Before Competition Groups_Thermostat Setback
Commercial | Com ¦ Demand controlled Circulating Systems | 2022 | SC B | GWh | Before Competition Groups | 1.192 | 0 | 0 | 3140.8789 | 0.00037952 | 51 | Commercial_2022_SC B_GWh_Before Competition Groups_51 | Demand controlled Circulating Systems | 0.03795% | 0 | 1.192 | Commercial_2022_SC B_GWh_Before Competition Groups_Demand controlled Circulating Systems
Commercial | Com ¦ ECM MOTORS FOR HVAC APPLICATION (FAN-POWERED VAV BOX) | 2022 | SC B | GWh | Before Competition Groups | 0.67049 | 0 | 0 | 3140.8789 | 0.00021347 | 52 | Commercial_2022_SC B_GWh_Before Competition Groups_52 | ECM MOTORS FOR HVAC APPLICATION (FAN-POWERED VAV BOX) | 0.02135% | 0 | 0.67049 | Commercial_2022_SC B_GWh_Before Competition Groups_ECM MOTORS FOR HVAC APPLICATION (FAN-POWERED VAV BOX)
Commercial | Com ¦ CEE Tier 2/Energy Star Clothes Washers | 2022 | SC B | GWh | Before Competition Groups | 0.31673 | 0 | 0 | 3140.8789 | 0.00010084 | 53 | Commercial_2022_SC B_GWh_Before Competition Groups_53 | CEE Tier 2/Energy Star Clothes Washers | 0.01008% | 0 | 0.31673 | Commercial_2022_SC B_GWh_Before Competition Groups_CEE Tier 2/Energy Star Clothes Washers
Commercial | Com ¦ Auto Off Time Switch or Time Clock control | 2022 | SC B | GWh | Before Competition Groups | 0.29959 | 0 | 0 | 3140.8789 | 9.5383e-05 | 54 | Commercial_2022_SC B_GWh_Before Competition Groups_54 | Auto Off Time Switch or Time Clock control | 0.009538% | 0 | 0.29959 | Commercial_2022_SC B_GWh_Before Competition Groups_Auto Off Time Switch or Time Clock control
Commercial | Com ¦ Low Flow Pre-Rinse Spray Nozzle | 2022 | SC B | GWh | Before Competition Groups | 0.19027 | 0 | 0 | 3140.8789 | 6.0579e-05 | 55 | Commercial_2022_SC B_GWh_Before Competition Groups_55 | Low Flow Pre-Rinse Spray Nozzle | 0.006058% | 0 | 0.19027 | Commercial_2022_SC B_GWh_Before Competition Groups_Low Flow Pre-Rinse Spray Nozzle
Commercial | Com ¦ Condensing Make Up Air Unit | 2022 | SC B | GWh | Before Competition Groups | 0.19005 | 0 | 0 | 3140.8789 | 6.051e-05 | 56 | Commercial_2022_SC B_GWh_Before Competition Groups_56 | Condensing Make Up Air Unit | 0.006051% | 0 | 0.19005 | Commercial_2022_SC B_GWh_Before Competition Groups_Condensing Make Up Air Unit
Commercial | Com ¦ HVAC Optimization | 2022 | SC B | GWh | Before Competition Groups | 0.12988 | 0 | 0 | 3140.8789 | 4.1352e-05 | 57 | Commercial_2022_SC B_GWh_Before Competition Groups_57 | HVAC Optimization | 0.004135% | 0 | 0.12988 | Commercial_2022_SC B_GWh_Before Competition Groups_HVAC Optimization
Commercial | COM ¦ Ductless Mini-Split Heat Pumps | 2022 | SC B | GWh | Before Competition Groups | 0.12357 | 0 | 0 | 3140.8789 | 3.9343e-05 | 58 | Commercial_2022_SC B_GWh_Before Competition Groups_58 | Ductless Mini-Split Heat Pumps | 0.003934% | 0 | 0.12357 | Commercial_2022_SC B_GWh_Before Competition Groups_Ductless Mini-Split Heat Pumps
Commercial | Com ¦ Notched V belts for HVAC Systems | 2022 | SC B | GWh | Before Competition Groups | 0.10778 | 0 | 0 | 3140.8789 | 3.4316e-05 | 59 | Commercial_2022_SC B_GWh_Before Competition Groups_59 | Notched V belts for HVAC Systems | 0.003432% | 0 | 0.10778 | Commercial_2022_SC B_GWh_Before Competition Groups_Notched V belts for HVAC Systems
Commercial | Com ¦ Solar Water Preheat (Pools/DHW) | 2022 | SC B | GWh | Before Competition Groups | 0.098573 | 0 | 0 | 3140.8789 | 3.1384e-05 | 60 | Commercial_2022_SC B_GWh_Before Competition Groups_60 | Solar Water Preheat (Pools/DHW) | 0.003138% | 0 | 0.098573 | Commercial_2022_SC B_GWh_Before Competition Groups_Solar Water Preheat (Pools/DHW)
Commercial | Com ¦ PTAC (12 EER/10,000 BTU) | 2022 | SC B | GWh | Before Competition Groups | 0.09696 | 0 | 0 | 3140.8789 | 3.087e-05 | 61 | Commercial_2022_SC B_GWh_Before Competition Groups_61 | PTAC (12 EER/10,000 BTU) | 0.003087% | 0 | 0.09696 | Commercial_2022_SC B_GWh_Before Competition Groups_PTAC (12 EER/10,000 BTU)
Commercial | Com ¦ Commercial Hot Food Holding Cabinets | 2022 | SC B | GWh | Before Competition Groups | 0.056413 | 0 | 0 | 3140.8789 | 1.7961e-05 | 62 | Commercial_2022_SC B_GWh_Before Competition Groups_62 | Commercial Hot Food Holding Cabinets | 0.001796% | 0 | 0.056413 | Commercial_2022_SC B_GWh_Before Competition Groups_Commercial Hot Food Holding Cabinets
Commercial | Com ¦ Wall Insulation | 2022 | SC B | GWh | Before Competition Groups | 0.051009 | 0 | 0 | 3140.8789 | 1.624e-05 | 63 | Commercial_2022_SC B_GWh_Before Competition Groups_63 | Wall Insulation | 0.001624% | 0 | 0.051009 | Commercial_2022_SC B_GWh_Before Competition Groups_Wall Insulation
Commercial | Com ¦ Energy Recovery Ventilation and Ventilation (Enhanced) | 2022 | SC B | GWh | Before Competition Groups | 0.024598 | 0 | 0 | 3140.8789 | 7.8316e-06 | 64 | Commercial_2022_SC B_GWh_Before Competition Groups_64 | Energy Recovery Ventilation and Ventilation (Enhanced) | 0.0007832% | 0 | 0.024598 | Commercial_2022_SC B_GWh_Before Competition Groups_Energy Recovery Ventilation and Ventilation (Enhanced)
Commercial | Com ¦ Air Curtains | 2022 | SC B | GWh | Before Competition Groups | 0.013262 | 0 | 0 | 3140.8789 | 4.2224e-06 | 65 | Commercial_2022_SC B_GWh_Before Competition Groups_65 | Air Curtains | 0.0004222% | 0 | 0.013262 | Commercial_2022_SC B_GWh_Before Competition Groups_Air Curtains
Commercial | Com ¦ High Efficiency Chiller (avg of water and air cooled) | 2022 | SC B | GWh | Before Competition Groups | 0.0094732 | 0 | 0 | 3140.8789 | 3.0161e-06 | 66 | Commercial_2022_SC B_GWh_Before Competition Groups_66 | High Efficiency Chiller (avg of water and air cooled) | 0.0003016% | 0 | 0.0094732 | Commercial_2022_SC B_GWh_Before Competition Groups_High Efficiency Chiller (avg of water and air cooled)
Commercial | Com ¦ VSD Air Compressor | 2022 | SC B | GWh | Before Competition Groups | 0.007804 | 0 | 0 | 3140.8789 | 2.4847e-06 | 67 | Commercial_2022_SC B_GWh_Before Competition Groups_67 | VSD Air Compressor | 0.0002485% | 0 | 0.007804 | Commercial_2022_SC B_GWh_Before Competition Groups_VSD Air Compressor
Commercial | Com ¦ Room AC (w/ louvered sides) 14 SEER from 12 SEER code | 2022 | SC B | GWh | Before Competition Groups | 0.0047679 | 0 | 0 | 3140.8789 | 1.518e-06 | 68 | Commercial_2022_SC B_GWh_Before Competition Groups_68 | Room AC (w/ louvered sides) 14 SEER from 12 SEER code | 0.0001518% | 0 | 0.0047679 | Commercial_2022_SC B_GWh_Before Competition Groups_Room AC (w/ louvered sides) 14 SEER from 12 SEER code
Commercial | Com ¦ EC Plug Fan for Data Center (under cabinet) | 2022 | SC B | GWh | Before Competition Groups | 0.0035221 | 0 | 0 | 3140.8789 | 1.1214e-06 | 69 | Commercial_2022_SC B_GWh_Before Competition Groups_69 | EC Plug Fan for Data Center (under cabinet) | 0.0001121% | 0 | 0.0035221 | Commercial_2022_SC B_GWh_Before Competition Groups_EC Plug Fan for Data Center (under cabinet)
Commercial | Com ¦ High Efficiency Small Instantaneous Water Heater | 2022 | SC B | GWh | Before Competition Groups | 0.0019242 | 0 | 0 | 3140.8789 | 6.1262e-07 | 70 | Commercial_2022_SC B_GWh_Before Competition Groups_70 | High Efficiency Small Instantaneous Water Heater | 6.126e-05% | 0 | 0.0019242 | Commercial_2022_SC B_GWh_Before Competition Groups_High Efficiency Small Instantaneous Water Heater
Commercial | Com ¦ Electric Convection Combination Ovens | 2022 | SC B | GWh | Before Competition Groups | 0.00089916 | 0 | 0 | 3140.8789 | 2.8628e-07 | 71 | Commercial_2022_SC B_GWh_Before Competition Groups_71 | Electric Convection Combination Ovens | 2.863e-05% | 0 | 0.00089916 | Commercial_2022_SC B_GWh_Before Competition Groups_Electric Convection Combination Ovens
Commercial | Com ¦ LLLC - Low Impact Application | 2022 | SC B | GWh | Before Competition Groups | 1.3334e-18 | 0 | 0 | 3140.8789 | 4.2454e-22 | 72 | Commercial_2022_SC B_GWh_Before Competition Groups_72 | LLLC - Low Impact Application | 4.245e-20% | 0 | 1.3334e-18 | Commercial_2022_SC B_GWh_Before Competition Groups_LLLC - Low Impact Application
Commercial | Com ¦ LLLC - High Impact Application | 2022 | SC B | GWh | Before Competition Groups | 4.5317e-19 | 0 | 0 | 3140.8789 | 1.4428e-22 | 73 | Commercial_2022_SC B_GWh_Before Competition Groups_73 | LLLC - High Impact Application | 1.443e-20% | 0 | 4.5317e-19 | Commercial_2022_SC B_GWh_Before Competition Groups_LLLC - High Impact Application
Commercial | Com ¦ Networked/Connected - High Impact Application | 2022 | SC B | GWh | Before Competition Groups | 3.7818e-21 | 0 | 0 | 3140.8789 | 1.2041e-24 | 74 | Commercial_2022_SC B_GWh_Before Competition Groups_74 | Networked/Connected - High Impact Application | 1.204e-22% | 0 | 3.7818e-21 | Commercial_2022_SC B_GWh_Before Competition Groups_Networked/Connected - High Impact Application
Commercial | Com ¦ Networked/Connected - Low Impact Application | 2022 | SC B | GWh | Before Competition Groups | 9.8593e-22 | 0 | 0 | 3140.8789 | 3.139e-25 | 75 | Commercial_2022_SC B_GWh_Before Competition Groups_75 | Networked/Connected - Low Impact Application | 3.139e-23% | 0 | 9.8593e-22 | Commercial_2022_SC B_GWh_Before Competition Groups_Networked/Connected - Low Impact Application
Commercial | Com ¦ Door Gasket Freezer/Refrigerator | 2022 | SC B | GWh | Before Competition Groups | 0 | 0 | 0 | 3140.8789 | 0 | 76 | Commercial_2022_SC B_GWh_Before Competition Groups_76 | Door Gasket Freezer/Refrigerator | 0% | 0 | 0 | Commercial_2022_SC B_GWh_Before Competition Groups_Door Gasket Freezer/Refrigerator
Commercial | Com ¦ Efficient compressor motor | 2022 | SC B | GWh | Before Competition Groups | 0 | 0 | 0 | 3140.8789 | 0 | 77 | Commercial_2022_SC B_GWh_Before Competition Groups_77 | Efficient compressor motor | 0% | 0 | 0 | Commercial_2022_SC B_GWh_Before Competition Groups_Efficient compressor motor
Commercial | Com ¦ Indoor Daylight Sensors/Photocell Dimming Control | 2022 | SC B | GWh | Before Competition Groups | 0 | 0 | 0 | 3140.8789 | 0 | 78 | Commercial_2022_SC B_GWh_Before Competition Groups_78 | Indoor Daylight Sensors/Photocell Dimming Control | 0% | 0 | 0 | Commercial_2022_SC B_GWh_Before Competition Groups_Indoor Daylight Sensors/Photocell Dimming Control
Commercial | Com ¦ LED RECESSED DOWNLIGHTS | 2022 | SC B | GWh | Before Competition Groups | 0 | 0 | 0 | 3140.8789 | 0 | 79 | Commercial_2022_SC B_GWh_Before Competition Groups_79 | LED RECESSED DOWNLIGHTS | 0% | 0 | 0 | Commercial_2022_SC B_GWh_Before Competition Groups_LED RECESSED DOWNLIGHTS
Commercial | Com ¦ Variable Refrigerant Flow Heat Pump | 2022 | SC B | GWh | Before Competition Groups | 0 | 0 | 0 | 3140.8789 | 0 | 80 | Commercial_2022_SC B_GWh_Before Competition Groups_80 | Variable Refrigerant Flow Heat Pump | 0% | 0 | 0 | Commercial_2022_SC B_GWh_Before Competition Groups_Variable Refrigerant Flow Heat Pump
Commercial | Com ¦ ENERGY STAR LED LAMPS (REFLECTOR LAMPs/MR16/PAR 16) | 2022 | SC C | GWh | Before Competition Groups | 443.6658 | 0 | 0 | 2512.2748 | 0.1766 | 1 | Commercial_2022_SC C_GWh_Before Competition Groups_1 | ENERGY STAR LED LAMPS (REFLECTOR LAMPs/MR16/PAR 16) | 17.66% | 0 | 443.6658 | Commercial_2022_SC C_GWh_Before Competition Groups_ENERGY STAR LED LAMPS (REFLECTOR LAMPs/MR16/PAR 16)
Commercial | Com ¦ LED EXTERIOR AREA LIGHTS - LED fixture (200W) | 2022 | SC C | GWh | Before Competition Groups | 248.0147 | 0 | 0 | 2512.2748 | 0.098721 | 2 | Commercial_2022_SC C_GWh_Before Competition Groups_2 | LED EXTERIOR AREA LIGHTS - LED fixture (200W) | 9.872% | 0 | 248.0147 | Commercial_2022_SC C_GWh_Before Competition Groups_LED EXTERIOR AREA LIGHTS - LED fixture (200W)
Commercial | Com ¦ LED parking lot fixture | 2022 | SC C | GWh | Before Competition Groups | 247.4795 | 0 | 0 | 2512.2748 | 0.098508 | 3 | Commercial_2022_SC C_GWh_Before Competition Groups_3 | LED parking lot fixture | 9.851% | 0 | 247.4795 | Commercial_2022_SC C_GWh_Before Competition Groups_LED parking lot fixture
Commercial | Com ¦ LED Troffer/Surface/Suspended | 2022 | SC C | GWh | Before Competition Groups | 201.593 | 0 | 0 | 2512.2748 | 0.080243 | 4 | Commercial_2022_SC C_GWh_Before Competition Groups_4 | LED Troffer/Surface/Suspended | 8.024% | 0 | 201.593 | Commercial_2022_SC C_GWh_Before Competition Groups_LED Troffer/Surface/Suspended
Commercial | Com ¦ LED Low/High Bay | 2022 | SC C | GWh | Before Competition Groups | 188.1525 | 0 | 0 | 2512.2748 | 0.074893 | 5 | Commercial_2022_SC C_GWh_Before Competition Groups_5 | LED Low/High Bay | 7.489% | 0 | 188.1525 | Commercial_2022_SC C_GWh_Before Competition Groups_LED Low/High Bay
Commercial | Com ¦ LED Replacement Lamp (Tube) | 2022 | SC C | GWh | Before Competition Groups | 180.3419 | 0 | 0 | 2512.2748 | 0.071784 | 6 | Commercial_2022_SC C_GWh_Before Competition Groups_6 | LED Replacement Lamp (Tube) | 7.178% | 0 | 180.3419 | Commercial_2022_SC C_GWh_Before Competition Groups_LED Replacement Lamp (Tube)
Commercial | Com ¦ LED street light fixture | 2022 | SC C | GWh | Before Competition Groups | 138.5568 | 0 | 0 | 2512.2748 | 0.055152 | 7 | Commercial_2022_SC C_GWh_Before Competition Groups_7 | LED street light fixture | 5.515% | 0 | 138.5568 | Commercial_2022_SC C_GWh_Before Competition Groups_LED street light fixture
Commercial | Com ¦ Building Recommissioning, Operations and Maintenance (O&M) Improvements | 2022 | SC C | GWh | Before Competition Groups | 101.4243 | 0 | 0 | 2512.2748 | 0.040372 | 8 | Commercial_2022_SC C_GWh_Before Competition Groups_8 | Building Recommissioning, Operations and Maintenance (O&M) Improvements | 4.037% | 0 | 101.4243 | Commercial_2022_SC C_GWh_Before Competition Groups_Building Recommissioning, Operations and Maintenance (O&M) Improvements
Commercial | Com ¦ Data Center Storage/Server Virtualization | 2022 | SC C | GWh | Before Competition Groups | 92.4105 | 0 | 0 | 2512.2748 | 0.036784 | 9 | Commercial_2022_SC C_GWh_Before Competition Groups_9 | Data Center Storage/Server Virtualization | 3.678% | 0 | 92.4105 | Commercial_2022_SC C_GWh_Before Competition Groups_Data Center Storage/Server Virtualization
Commercial | Com ¦ ENERGY STAR LED LAMPS (General Service Lamps) | 2022 | SC C | GWh | Before Competition Groups | 68.4689 | 0 | 0 | 2512.2748 | 0.027254 | 10 | Commercial_2022_SC C_GWh_Before Competition Groups_10 | ENERGY STAR LED LAMPS (General Service Lamps) | 2.725% | 0 | 68.4689 | Commercial_2022_SC C_GWh_Before Competition Groups_ENERGY STAR LED LAMPS (General Service Lamps)
Commercial | Com ¦ Furnace Tune-Up | 2022 | SC C | GWh | Before Competition Groups | 63.8145 | 0 | 0 | 2512.2748 | 0.025401 | 11 | Commercial_2022_SC C_GWh_Before Competition Groups_11 | Furnace Tune-Up | 2.54% | 0 | 63.8145 | Commercial_2022_SC C_GWh_Before Competition Groups_Furnace Tune-Up
Commercial | Com ¦ LED or Equivalent Sign Lighting | 2022 | SC C | GWh | Before Competition Groups | 62.5953 | 0 | 0 | 2512.2748 | 0.024916 | 12 | Commercial_2022_SC C_GWh_Before Competition Groups_12 | LED or Equivalent Sign Lighting | 2.492% | 0 | 62.5953 | Commercial_2022_SC C_GWh_Before Competition Groups_LED or Equivalent Sign Lighting
Commercial | Com ¦ Reach-in Shaded Pole to ECM/PSC Evaporator Fan Motor | 2022 | SC C | GWh | Before Competition Groups | 60.3765 | 0 | 0 | 2512.2748 | 0.024033 | 13 | Commercial_2022_SC C_GWh_Before Competition Groups_13 | Reach-in Shaded Pole to ECM/PSC Evaporator Fan Motor | 2.403% | 0 | 60.3765 | Commercial_2022_SC C_GWh_Before Competition Groups_Reach-in Shaded Pole to ECM/PSC Evaporator Fan Motor
Commercial | Com ¦ High Efficiency Air Source Heat Pump | 2022 | SC C | GWh | Before Competition Groups | 59.0091 | 0 | 0 | 2512.2748 | 0.023488 | 14 | Commercial_2022_SC C_GWh_Before Competition Groups_14 | High Efficiency Air Source Heat Pump | 2.349% | 0 | 59.0091 | Commercial_2022_SC C_GWh_Before Competition Groups_High Efficiency Air Source Heat Pump
Commercial | Com ¦ Education and Capacity Building/Energy Behavior | 2022 | SC C | GWh | Before Competition Groups | 38.2208 | 0 | 0 | 2512.2748 | 0.015214 | 15 | Commercial_2022_SC C_GWh_Before Competition Groups_15 | Education and Capacity Building/Energy Behavior | 1.521% | 0 | 38.2208 | Commercial_2022_SC C_GWh_Before Competition Groups_Education and Capacity Building/Energy Behavior
Commercial | Com ¦ Strip Curtains | 2022 | SC C | GWh | Before Competition Groups | 35.5091 | 0 | 0 | 2512.2748 | 0.014134 | 16 | Commercial_2022_SC C_GWh_Before Competition Groups_16 | Strip Curtains | 1.413% | 0 | 35.5091 | Commercial_2022_SC C_GWh_Before Competition Groups_Strip Curtains
Commercial | Com ¦ Advanced BAS/Controllers | 2022 | SC C | GWh | Before Competition Groups | 27.005 | 0 | 0 | 2512.2748 | 0.010749 | 17 | Commercial_2022_SC C_GWh_Before Competition Groups_17 | Advanced BAS/Controllers | 1.075% | 0 | 27.005 | Commercial_2022_SC C_GWh_Before Competition Groups_Advanced BAS/Controllers
Commercial | Com ¦ Demand Control Ventilation | 2022 | SC C | GWh | Before Competition Groups | 22.6045 | 0 | 0 | 2512.2748 | 0.0089976 | 18 | Commercial_2022_SC C_GWh_Before Competition Groups_18 | Demand Control Ventilation | 0.8998% | 0 | 22.6045 | Commercial_2022_SC C_GWh_Before Competition Groups_Demand Control Ventilation
Commercial | Com ¦ Centrally controlled desktop PC/NETWORK PC POWER MANAGEMENT SOFTWARE | 2022 | SC C | GWh | Before Competition Groups | 22.4504 | 0 | 0 | 2512.2748 | 0.0089363 | 19 | Commercial_2022_SC C_GWh_Before Competition Groups_19 | Centrally controlled desktop PC/NETWORK PC POWER MANAGEMENT SOFTWARE | 0.8936% | 0 | 22.4504 | Commercial_2022_SC C_GWh_Before Competition Groups_Centrally controlled desktop PC/NETWORK PC POWER MANAGEMENT SOFTWARE
Commercial | Com ¦ Variable Frequency Drive (VFD) | 2022 | SC C | GWh | Before Competition Groups | 21.2512 | 0 | 0 | 2512.2748 | 0.008459 | 20 | Commercial_2022_SC C_GWh_Before Competition Groups_20 | Variable Frequency Drive (VFD) | 0.8459% | 0 | 21.2512 | Commercial_2022_SC C_GWh_Before Competition Groups_Variable Frequency Drive (VFD)
Commercial | Com ¦ VFD on Pumps | 2022 | SC C | GWh | Before Competition Groups | 19.8491 | 0 | 0 | 2512.2748 | 0.0079008 | 21 | Commercial_2022_SC C_GWh_Before Competition Groups_21 | VFD on Pumps | 0.7901% | 0 | 19.8491 | Commercial_2022_SC C_GWh_Before Competition Groups_VFD on Pumps
Commercial | Com ¦ Refrigerated Display Case Doors | 2022 | SC C | GWh | Before Competition Groups | 19.2558 | 0 | 0 | 2512.2748 | 0.0076647 | 22 | Commercial_2022_SC C_GWh_Before Competition Groups_22 | Refrigerated Display Case Doors | 0.7665% | 0 | 19.2558 | Commercial_2022_SC C_GWh_Before Competition Groups_Refrigerated Display Case Doors
Commercial | Com ¦ Adaptive Thermostats | 2022 | SC C | GWh | Before Competition Groups | 17.7028 | 0 | 0 | 2512.2748 | 0.0070465 | 23 | Commercial_2022_SC C_GWh_Before Competition Groups_23 | Adaptive Thermostats | 0.7047% | 0 | 17.7028 | Commercial_2022_SC C_GWh_Before Competition Groups_Adaptive Thermostats
Commercial | Com ¦ Air Handler with Dedicated Outdoor Air Systems | 2022 | SC C | GWh | Before Competition Groups | 12.1408 | 0 | 0 | 2512.2748 | 0.0048326 | 24 | Commercial_2022_SC C_GWh_Before Competition Groups_24 | Air Handler with Dedicated Outdoor Air Systems | 0.4833% | 0 | 12.1408 | Commercial_2022_SC C_GWh_Before Competition Groups_Air Handler with Dedicated Outdoor Air Systems
Commercial | Com ¦ ECM MOTORS FOR EVAPORATOR FANS for refrigeration (WALK-IN) | 2022 | SC C | GWh | Before Competition Groups | 9.9251 | 0 | 0 | 2512.2748 | 0.0039506 | 25 | Commercial_2022_SC C_GWh_Before Competition Groups_25 | ECM MOTORS FOR EVAPORATOR FANS for refrigeration (WALK-IN) | 0.3951% | 0 | 9.9251 | Commercial_2022_SC C_GWh_Before Competition Groups_ECM MOTORS FOR EVAPORATOR FANS for refrigeration (WALK-IN)
Commercial | Com ¦ Refrigerated Display Case LED | 2022 | SC C | GWh | Before Competition Groups | 9.8945 | 0 | 0 | 2512.2748 | 0.0039384 | 26 | Commercial_2022_SC C_GWh_Before Competition Groups_26 | Refrigerated Display Case LED | 0.3938% | 0 | 9.8945 | Commercial_2022_SC C_GWh_Before Competition Groups_Refrigerated Display Case LED
Commercial | Com ¦ Condensing Unit Heaters or other Efficient Unit Heating System | 2022 | SC C | GWh | Before Competition Groups | 9.597 | 0 | 0 | 2512.2748 | 0.00382 | 27 | Commercial_2022_SC C_GWh_Before Competition Groups_27 | Condensing Unit Heaters or other Efficient Unit Heating System | 0.382% | 0 | 9.597 | Commercial_2022_SC C_GWh_Before Competition Groups_Condensing Unit Heaters or other Efficient Unit Heating System
Commercial | Com ¦ Unitary Air-Conditioning Unit | 2022 | SC C | GWh | Before Competition Groups | 9.5628 | 0 | 0 | 2512.2748 | 0.0038064 | 28 | Commercial_2022_SC C_GWh_Before Competition Groups_28 | Unitary Air-Conditioning Unit | 0.3806% | 0 | 9.5628 | Commercial_2022_SC C_GWh_Before Competition Groups_Unitary Air-Conditioning Unit
Commercial | Com ¦ ENERGY STAR Griddle (74% eff) | 2022 | SC C | GWh | Before Competition Groups | 8.1938 | 0 | 0 | 2512.2748 | 0.0032615 | 29 | Commercial_2022_SC C_GWh_Before Competition Groups_29 | ENERGY STAR Griddle (74% eff) | 0.3261% | 0 | 8.1938 | Commercial_2022_SC C_GWh_Before Competition Groups_ENERGY STAR Griddle (74% eff)
Commercial | Com ¦ Freezer Case Light Sensor | 2022 | SC C | GWh | Before Competition Groups | 8.1496 | 0 | 0 | 2512.2748 | 0.0032439 | 30 | Commercial_2022_SC C_GWh_Before Competition Groups_30 | Freezer Case Light Sensor | 0.3244% | 0 | 8.1496 | Commercial_2022_SC C_GWh_Before Competition Groups_Freezer Case Light Sensor
Commercial | Com ¦ Evaporator Fan Controls | 2022 | SC C | GWh | Before Competition Groups | 7.9496 | 0 | 0 | 2512.2748 | 0.0031643 | 31 | Commercial_2022_SC C_GWh_Before Competition Groups_31 | Evaporator Fan Controls | 0.3164% | 0 | 7.9496 | Commercial_2022_SC C_GWh_Before Competition Groups_Evaporator Fan Controls
Commercial | Com ¦ Demand Control Kitchen Ventilation | 2022 | SC C | GWh | Before Competition Groups | 7.915 | 0 | 0 | 2512.2748 | 0.0031505 | 32 | Commercial_2022_SC C_GWh_Before Competition Groups_32 | Demand Control Kitchen Ventilation | 0.3151% | 0 | 7.915 | Commercial_2022_SC C_GWh_Before Competition Groups_Demand Control Kitchen Ventilation
Commercial | Com ¦ Chilled Water Optimization | 2022 | SC C | GWh | Before Competition Groups | 6.5837 | 0 | 0 | 2512.2748 | 0.0026206 | 33 | Commercial_2022_SC C_GWh_Before Competition Groups_33 | Chilled Water Optimization | 0.2621% | 0 | 6.5837 | Commercial_2022_SC C_GWh_Before Competition Groups_Chilled Water Optimization
Commercial | Com ¦ Occupancy Sensors | 2022 | SC C | GWh | Before Competition Groups | 6.2006 | 0 | 0 | 2512.2748 | 0.0024681 | 34 | Commercial_2022_SC C_GWh_Before Competition Groups_34 | Occupancy Sensors | 0.2468% | 0 | 6.2006 | Commercial_2022_SC C_GWh_Before Competition Groups_Occupancy Sensors
Commercial | Com ¦ Temperature Adjustment in Commercial Freezers | 2022 | SC C | GWh | Before Competition Groups | 3.0428 | 0 | 0 | 2512.2748 | 0.0012112 | 35 | Commercial_2022_SC C_GWh_Before Competition Groups_35 | Temperature Adjustment in Commercial Freezers | 0.1211% | 0 | 3.0428 | Commercial_2022_SC C_GWh_Before Competition Groups_Temperature Adjustment in Commercial Freezers
Commercial | Com ¦ Elec Storage WH 2.30 Et | 2022 | SC C | GWh | Before Competition Groups | 2.9731 | 0 | 0 | 2512.2748 | 0.0011834 | 36 | Commercial_2022_SC C_GWh_Before Competition Groups_36 | Elec Storage WH 2.30 Et | 0.1183% | 0 | 2.9731 | Commercial_2022_SC C_GWh_Before Competition Groups_Elec Storage WH 2.30 Et
Commercial | Com ¦ ENERGY STAR Fryer (84% eff) | 2022 | SC C | GWh | Before Competition Groups | 2.9164 | 0 | 0 | 2512.2748 | 0.0011608 | 37 | Commercial_2022_SC C_GWh_Before Competition Groups_37 | ENERGY STAR Fryer (84% eff) | 0.1161% | 0 | 2.9164 | Commercial_2022_SC C_GWh_Before Competition Groups_ENERGY STAR Fryer (84% eff)
Commercial | Com ¦ CO Sensors for parking garage exhaust fans | 2022 | SC C | GWh | Before Competition Groups | 2.7596 | 0 | 0 | 2512.2748 | 0.0010985 | 38 | Commercial_2022_SC C_GWh_Before Competition Groups_38 | CO Sensors for parking garage exhaust fans | 0.1098% | 0 | 2.7596 | Commercial_2022_SC C_GWh_Before Competition Groups_CO Sensors for parking garage exhaust fans
Commercial | Com ¦ Outside Air Economizer | 2022 | SC C | GWh | Before Competition Groups | 2.5576 | 0 | 0 | 2512.2748 | 0.0010181 | 39 | Commercial_2022_SC C_GWh_Before Competition Groups_39 | Outside Air Economizer | 0.1018% | 0 | 2.5576 | Commercial_2022_SC C_GWh_Before Competition Groups_Outside Air Economizer
Commercial | Com ¦ BEVERAGE VENDING MACHINE CONTROLS | 2022 | SC C | GWh | Before Competition Groups | 2.4776 | 0 | 0 | 2512.2748 | 0.00098619 | 40 | Commercial_2022_SC C_GWh_Before Competition Groups_40 | BEVERAGE VENDING MACHINE CONTROLS | 0.09862% | 0 | 2.4776 | Commercial_2022_SC C_GWh_Before Competition Groups_BEVERAGE VENDING MACHINE CONTROLS
Commercial | Com ¦ Energy Efficient Laboratory Fume Hood | 2022 | SC C | GWh | Before Competition Groups | 2.4691 | 0 | 0 | 2512.2748 | 0.00098281 | 41 | Commercial_2022_SC C_GWh_Before Competition Groups_41 | Energy Efficient Laboratory Fume Hood | 0.09828% | 0 | 2.4691 | Commercial_2022_SC C_GWh_Before Competition Groups_Energy Efficient Laboratory Fume Hood
Commercial | Com ¦ Vertical Night Covers | 2022 | SC C | GWh | Before Competition Groups | 2.3581 | 0 | 0 | 2512.2748 | 0.00093862 | 42 | Commercial_2022_SC C_GWh_Before Competition Groups_42 | Vertical Night Covers | 0.09386% | 0 | 2.3581 | Commercial_2022_SC C_GWh_Before Competition Groups_Vertical Night Covers
Commercial | Com ¦ Duct Insulation, R8 | 2022 | SC C | GWh | Before Competition Groups | 2.134 | 0 | 0 | 2512.2748 | 0.00084944 | 43 | Commercial_2022_SC C_GWh_Before Competition Groups_43 | Duct Insulation, R8 | 0.08494% | 0 | 2.134 | Commercial_2022_SC C_GWh_Before Competition Groups_Duct Insulation, R8
Commercial | Com ¦ Water Heating (DHW) Pipe Insulation (Add 3/4\ Foam)" | 2022 | SC C | GWh | Before Competition Groups | 2.0402 | 0 | 0 | 2512.2748 | 0.00081209 | 44 | Commercial_2022_SC C_GWh_Before Competition Groups_44 | Water Heating (DHW) Pipe Insulation (Add 3/4\ Foam)" | 0.08121% | 0 | 2.0402 | Commercial_2022_SC C_GWh_Before Competition Groups_Water Heating (DHW) Pipe Insulation (Add 3/4\ Foam)"
Commercial | Com ¦ Water Source Heat Pump (4 ton) | 2022 | SC C | GWh | Before Competition Groups | 1.7675 | 0 | 0 | 2512.2748 | 0.00070355 | 45 | Commercial_2022_SC C_GWh_Before Competition Groups_45 | Water Source Heat Pump (4 ton) | 0.07036% | 0 | 1.7675 | Commercial_2022_SC C_GWh_Before Competition Groups_Water Source Heat Pump (4 ton)
Commercial | Com ¦ ENERGY STAR Dishwasher | 2022 | SC C | GWh | Before Competition Groups | 1.4238 | 0 | 0 | 2512.2748 | 0.00056675 | 46 | Commercial_2022_SC C_GWh_Before Competition Groups_46 | ENERGY STAR Dishwasher | 0.05667% | 0 | 1.4238 | Commercial_2022_SC C_GWh_Before Competition Groups_ENERGY STAR Dishwasher
Commercial | Com ¦ ENERGY STAR Steam Cookers | 2022 | SC C | GWh | Before Competition Groups | 1.3914 | 0 | 0 | 2512.2748 | 0.00055383 | 47 | Commercial_2022_SC C_GWh_Before Competition Groups_47 | ENERGY STAR Steam Cookers | 0.05538% | 0 | 1.3914 | Commercial_2022_SC C_GWh_Before Competition Groups_ENERGY STAR Steam Cookers
Commercial | Com ¦ Suction Pipe Insulation Freezer/Refrigerator | 2022 | SC C | GWh | Before Competition Groups | 1.2909 | 0 | 0 | 2512.2748 | 0.00051383 | 48 | Commercial_2022_SC C_GWh_Before Competition Groups_48 | Suction Pipe Insulation Freezer/Refrigerator | 0.05138% | 0 | 1.2909 | Commercial_2022_SC C_GWh_Before Competition Groups_Suction Pipe Insulation Freezer/Refrigerator
Commercial | Com ¦ Thermostat Setback | 2022 | SC C | GWh | Before Competition Groups | 1.2843 | 0 | 0 | 2512.2748 | 0.00051122 | 49 | Commercial_2022_SC C_GWh_Before Competition Groups_49 | Thermostat Setback | 0.05112% | 0 | 1.2843 | Commercial_2022_SC C_GWh_Before Competition Groups_Thermostat Setback
Commercial | Com ¦ LLLC - High Impact Application | 2022 | SC C | GWh | Before Competition Groups | 0.63338 | 0 | 0 | 2512.2748 | 0.00025211 | 50 | Commercial_2022_SC C_GWh_Before Competition Groups_50 | LLLC - High Impact Application | 0.02521% | 0 | 0.63338 | Commercial_2022_SC C_GWh_Before Competition Groups_LLLC - High Impact Application
Commercial | Com ¦ Ozone Laundry Treatment | 2022 | SC C | GWh | Before Competition Groups | 0.61376 | 0 | 0 | 2512.2748 | 0.00024431 | 51 | Commercial_2022_SC C_GWh_Before Competition Groups_51 | Ozone Laundry Treatment | 0.02443% | 0 | 0.61376 | Commercial_2022_SC C_GWh_Before Competition Groups_Ozone Laundry Treatment
Commercial | Com ¦ Demand controlled Circulating Systems | 2022 | SC C | GWh | Before Competition Groups | 0.43371 | 0 | 0 | 2512.2748 | 0.00017264 | 52 | Commercial_2022_SC C_GWh_Before Competition Groups_52 | Demand controlled Circulating Systems | 0.01726% | 0 | 0.43371 | Commercial_2022_SC C_GWh_Before Competition Groups_Demand controlled Circulating Systems
Commercial | Com ¦ LLLC - Low Impact Application | 2022 | SC C | GWh | Before Competition Groups | 0.37147 | 0 | 0 | 2512.2748 | 0.00014786 | 53 | Commercial_2022_SC C_GWh_Before Competition Groups_53 | LLLC - Low Impact Application | 0.01479% | 0 | 0.37147 | Commercial_2022_SC C_GWh_Before Competition Groups_LLLC - Low Impact Application
Commercial | Com ¦ ECM MOTORS FOR HVAC APPLICATION (FAN-POWERED VAV BOX) | 2022 | SC C | GWh | Before Competition Groups | 0.31312 | 0 | 0 | 2512.2748 | 0.00012464 | 54 | Commercial_2022_SC C_GWh_Before Competition Groups_54 | ECM MOTORS FOR HVAC APPLICATION (FAN-POWERED VAV BOX) | 0.01246% | 0 | 0.31312 | Commercial_2022_SC C_GWh_Before Competition Groups_ECM MOTORS FOR HVAC APPLICATION (FAN-POWERED VAV BOX)
Commercial | Com ¦ CEE Tier 2/Energy Star Clothes Washers | 2022 | SC C | GWh | Before Competition Groups | 0.28045 | 0 | 0 | 2512.2748 | 0.00011163 | 55 | Commercial_2022_SC C_GWh_Before Competition Groups_55 | CEE Tier 2/Energy Star Clothes Washers | 0.01116% | 0 | 0.28045 | Commercial_2022_SC C_GWh_Before Competition Groups_CEE Tier 2/Energy Star Clothes Washers
Commercial | Com ¦ Low Flow Pre-Rinse Spray Nozzle | 2022 | SC C | GWh | Before Competition Groups | 0.15695 | 0 | 0 | 2512.2748 | 6.2471e-05 | 56 | Commercial_2022_SC C_GWh_Before Competition Groups_56 | Low Flow Pre-Rinse Spray Nozzle | 0.006247% | 0 | 0.15695 | Commercial_2022_SC C_GWh_Before Competition Groups_Low Flow Pre-Rinse Spray Nozzle
Commercial | Com ¦ Condensing Make Up Air Unit | 2022 | SC C | GWh | Before Competition Groups | 0.13003 | 0 | 0 | 2512.2748 | 5.1758e-05 | 57 | Commercial_2022_SC C_GWh_Before Competition Groups_57 | Condensing Make Up Air Unit | 0.005176% | 0 | 0.13003 | Commercial_2022_SC C_GWh_Before Competition Groups_Condensing Make Up Air Unit
Commercial | Com ¦ HVAC Optimization | 2022 | SC C | GWh | Before Competition Groups | 0.12988 | 0 | 0 | 2512.2748 | 5.1699e-05 | 58 | Commercial_2022_SC C_GWh_Before Competition Groups_58 | HVAC Optimization | 0.00517% | 0 | 0.12988 | Commercial_2022_SC C_GWh_Before Competition Groups_HVAC Optimization
Commercial | Com ¦ Auto Off Time Switch or Time Clock control | 2022 | SC C | GWh | Before Competition Groups | 0.11734 | 0 | 0 | 2512.2748 | 4.6705e-05 | 59 | Commercial_2022_SC C_GWh_Before Competition Groups_59 | Auto Off Time Switch or Time Clock control | 0.004671% | 0 | 0.11734 | Commercial_2022_SC C_GWh_Before Competition Groups_Auto Off Time Switch or Time Clock control
Commercial | COM ¦ Ductless Mini-Split Heat Pumps | 2022 | SC C | GWh | Before Competition Groups | 0.099075 | 0 | 0 | 2512.2748 | 3.9436e-05 | 60 | Commercial_2022_SC C_GWh_Before Competition Groups_60 | Ductless Mini-Split Heat Pumps | 0.003944% | 0 | 0.099075 | Commercial_2022_SC C_GWh_Before Competition Groups_Ductless Mini-Split Heat Pumps
Commercial | Com ¦ Commercial Hot Food Holding Cabinets | 2022 | SC C | GWh | Before Competition Groups | 0.04398 | 0 | 0 | 2512.2748 | 1.7506e-05 | 61 | Commercial_2022_SC C_GWh_Before Competition Groups_61 | Commercial Hot Food Holding Cabinets | 0.001751% | 0 | 0.04398 | Commercial_2022_SC C_GWh_Before Competition Groups_Commercial Hot Food Holding Cabinets
Commercial | Com ¦ Notched V belts for HVAC Systems | 2022 | SC C | GWh | Before Competition Groups | 0.043517 | 0 | 0 | 2512.2748 | 1.7322e-05 | 62 | Commercial_2022_SC C_GWh_Before Competition Groups_62 | Notched V belts for HVAC Systems | 0.001732% | 0 | 0.043517 | Commercial_2022_SC C_GWh_Before Competition Groups_Notched V belts for HVAC Systems
Commercial | Com ¦ Solar Water Preheat (Pools/DHW) | 2022 | SC C | GWh | Before Competition Groups | 0.037087 | 0 | 0 | 2512.2748 | 1.4762e-05 | 63 | Commercial_2022_SC C_GWh_Before Competition Groups_63 | Solar Water Preheat (Pools/DHW) | 0.001476% | 0 | 0.037087 | Commercial_2022_SC C_GWh_Before Competition Groups_Solar Water Preheat (Pools/DHW)
Commercial | Com ¦ PTAC (12 EER/10,000 BTU) | 2022 | SC C | GWh | Before Competition Groups | 0.036367 | 0 | 0 | 2512.2748 | 1.4476e-05 | 64 | Commercial_2022_SC C_GWh_Before Competition Groups_64 | PTAC (12 EER/10,000 BTU) | 0.001448% | 0 | 0.036367 | Commercial_2022_SC C_GWh_Before Competition Groups_PTAC (12 EER/10,000 BTU)
Commercial | Com ¦ Air Curtains | 2022 | SC C | GWh | Before Competition Groups | 0.03443 | 0 | 0 | 2512.2748 | 1.3705e-05 | 65 | Commercial_2022_SC C_GWh_Before Competition Groups_65 | Air Curtains | 0.00137% | 0 | 0.03443 | Commercial_2022_SC C_GWh_Before Competition Groups_Air Curtains
Commercial | Com ¦ Wall Insulation | 2022 | SC C | GWh | Before Competition Groups | 0.019025 | 0 | 0 | 2512.2748 | 7.5728e-06 | 66 | Commercial_2022_SC C_GWh_Before Competition Groups_66 | Wall Insulation | 0.0007573% | 0 | 0.019025 | Commercial_2022_SC C_GWh_Before Competition Groups_Wall Insulation
Commercial | Com ¦ High Efficiency Chiller (avg of water and air cooled) | 2022 | SC C | GWh | Before Competition Groups | 0.0094738 | 0 | 0 | 2512.2748 | 3.771e-06 | 67 | Commercial_2022_SC C_GWh_Before Competition Groups_67 | High Efficiency Chiller (avg of water and air cooled) | 0.0003771% | 0 | 0.0094738 | Commercial_2022_SC C_GWh_Before Competition Groups_High Efficiency Chiller (avg of water and air cooled)
Commercial | Com ¦ VSD Air Compressor | 2022 | SC C | GWh | Before Competition Groups | 0.0068992 | 0 | 0 | 2512.2748 | 2.7462e-06 | 68 | Commercial_2022_SC C_GWh_Before Competition Groups_68 | VSD Air Compressor | 0.0002746% | 0 | 0.0068992 | Commercial_2022_SC C_GWh_Before Competition Groups_VSD Air Compressor
Commercial | Com ¦ Energy Recovery Ventilation and Ventilation (Enhanced) | 2022 | SC C | GWh | Before Competition Groups | 0.0061243 | 0 | 0 | 2512.2748 | 2.4377e-06 | 69 | Commercial_2022_SC C_GWh_Before Competition Groups_69 | Energy Recovery Ventilation and Ventilation (Enhanced) | 0.0002438% | 0 | 0.0061243 | Commercial_2022_SC C_GWh_Before Competition Groups_Energy Recovery Ventilation and Ventilation (Enhanced)
Commercial | Com ¦ EC Plug Fan for Data Center (under cabinet) | 2022 | SC C | GWh | Before Competition Groups | 0.0028818 | 0 | 0 | 2512.2748 | 1.1471e-06 | 70 | Commercial_2022_SC C_GWh_Before Competition Groups_70 | EC Plug Fan for Data Center (under cabinet) | 0.0001147% | 0 | 0.0028818 | Commercial_2022_SC C_GWh_Before Competition Groups_EC Plug Fan for Data Center (under cabinet)
Commercial | Com ¦ Networked/Connected - High Impact Application | 2022 | SC C | GWh | Before Competition Groups | 0.0019928 | 0 | 0 | 2512.2748 | 7.9324e-07 | 71 | Commercial_2022_SC C_GWh_Before Competition Groups_71 | Networked/Connected - High Impact Application | 7.932e-05% | 0 | 0.0019928 | Commercial_2022_SC C_GWh_Before Competition Groups_Networked/Connected - High Impact Application
Commercial | Com ¦ Room AC (w/ louvered sides) 14 SEER from 12 SEER code | 2022 | SC C | GWh | Before Competition Groups | 0.0017936 | 0 | 0 | 2512.2748 | 7.1394e-07 | 72 | Commercial_2022_SC C_GWh_Before Competition Groups_72 | Room AC (w/ louvered sides) 14 SEER from 12 SEER code | 7.139e-05% | 0 | 0.0017936 | Commercial_2022_SC C_GWh_Before Competition Groups_Room AC (w/ louvered sides) 14 SEER from 12 SEER code
Commercial | Com ¦ Electric Convection Combination Ovens | 2022 | SC C | GWh | Before Competition Groups | 0.00084058 | 0 | 0 | 2512.2748 | 3.3459e-07 | 73 | Commercial_2022_SC C_GWh_Before Competition Groups_73 | Electric Convection Combination Ovens | 3.346e-05% | 0 | 0.00084058 | Commercial_2022_SC C_GWh_Before Competition Groups_Electric Convection Combination Ovens
Commercial | Com ¦ Networked/Connected - Low Impact Application | 2022 | SC C | GWh | Before Competition Groups | 7.8321e-05 | 0 | 0 | 2512.2748 | 3.1175e-08 | 74 | Commercial_2022_SC C_GWh_Before Competition Groups_74 | Networked/Connected - Low Impact Application | 3.118e-06% | 0 | 7.8321e-05 | Commercial_2022_SC C_GWh_Before Competition Groups_Networked/Connected - Low Impact Application
Commercial | Com ¦ High Efficiency Small Instantaneous Water Heater | 2022 | SC C | GWh | Before Competition Groups | 3.2224e-05 | 0 | 0 | 2512.2748 | 1.2826e-08 | 75 | Commercial_2022_SC C_GWh_Before Competition Groups_75 | High Efficiency Small Instantaneous Water Heater | 1.283e-06% | 0 | 3.2224e-05 | Commercial_2022_SC C_GWh_Before Competition Groups_High Efficiency Small Instantaneous Water Heater
Commercial | Com ¦ Door Gasket Freezer/Refrigerator | 2022 | SC C | GWh | Before Competition Groups | 0 | 0 | 0 | 2512.2748 | 0 | 76 | Commercial_2022_SC C_GWh_Before Competition Groups_76 | Door Gasket Freezer/Refrigerator | 0% | 0 | 0 | Commercial_2022_SC C_GWh_Before Competition Groups_Door Gasket Freezer/Refrigerator
Commercial | Com ¦ Efficient compressor motor | 2022 | SC C | GWh | Before Competition Groups | 0 | 0 | 0 | 2512.2748 | 0 | 77 | Commercial_2022_SC C_GWh_Before Competition Groups_77 | Efficient compressor motor | 0% | 0 | 0 | Commercial_2022_SC C_GWh_Before Competition Groups_Efficient compressor motor
Commercial | Com ¦ Indoor Daylight Sensors/Photocell Dimming Control | 2022 | SC C | GWh | Before Competition Groups | 0 | 0 | 0 | 2512.2748 | 0 | 78 | Commercial_2022_SC C_GWh_Before Competition Groups_78 | Indoor Daylight Sensors/Photocell Dimming Control | 0% | 0 | 0 | Commercial_2022_SC C_GWh_Before Competition Groups_Indoor Daylight Sensors/Photocell Dimming Control
Commercial | Com ¦ LED RECESSED DOWNLIGHTS | 2022 | SC C | GWh | Before Competition Groups | 0 | 0 | 0 | 2512.2748 | 0 | 79 | Commercial_2022_SC C_GWh_Before Competition Groups_79 | LED RECESSED DOWNLIGHTS | 0% | 0 | 0 | Commercial_2022_SC C_GWh_Before Competition Groups_LED RECESSED DOWNLIGHTS
Commercial | Com ¦ Variable Refrigerant Flow Heat Pump | 2022 | SC C | GWh | Before Competition Groups | 0 | 0 | 0 | 2512.2748 | 0 | 80 | Commercial_2022_SC C_GWh_Before Competition Groups_80 | Variable Refrigerant Flow Heat Pump | 0% | 0 | 0 | Commercial_2022_SC C_GWh_Before Competition Groups_Variable Refrigerant Flow Heat Pump
Commercial | Com ¦ ENERGY STAR LED LAMPS (REFLECTOR LAMPs/MR16/PAR 16) | 2022 | SC D | GWh | Before Competition Groups | 443.6379 | 0 | 0 | 2355.3657 | 0.18835 | 1 | Commercial_2022_SC D_GWh_Before Competition Groups_1 | ENERGY STAR LED LAMPS (REFLECTOR LAMPs/MR16/PAR 16) | 18.84% | 0 | 443.6379 | Commercial_2022_SC D_GWh_Before Competition Groups_ENERGY STAR LED LAMPS (REFLECTOR LAMPs/MR16/PAR 16)
Commercial | Com ¦ LED parking lot fixture | 2022 | SC D | GWh | Before Competition Groups | 247.4795 | 0 | 0 | 2355.3657 | 0.10507 | 2 | Commercial_2022_SC D_GWh_Before Competition Groups_2 | LED parking lot fixture | 10.51% | 0 | 247.4795 | Commercial_2022_SC D_GWh_Before Competition Groups_LED parking lot fixture
Commercial | Com ¦ LED EXTERIOR AREA LIGHTS - LED fixture (200W) | 2022 | SC D | GWh | Before Competition Groups | 237.9678 | 0 | 0 | 2355.3657 | 0.10103 | 3 | Commercial_2022_SC D_GWh_Before Competition Groups_3 | LED EXTERIOR AREA LIGHTS - LED fixture (200W) | 10.1% | 0 | 237.9678 | Commercial_2022_SC D_GWh_Before Competition Groups_LED EXTERIOR AREA LIGHTS - LED fixture (200W)
Commercial | Com ¦ LED Replacement Lamp (Tube) | 2022 | SC D | GWh | Before Competition Groups | 180.3419 | 0 | 0 | 2355.3657 | 0.076566 | 4 | Commercial_2022_SC D_GWh_Before Competition Groups_4 | LED Replacement Lamp (Tube) | 7.657% | 0 | 180.3419 | Commercial_2022_SC D_GWh_Before Competition Groups_LED Replacement Lamp (Tube)
Commercial | Com ¦ LED Low/High Bay | 2022 | SC D | GWh | Before Competition Groups | 161.0012 | 0 | 0 | 2355.3657 | 0.068355 | 5 | Commercial_2022_SC D_GWh_Before Competition Groups_5 | LED Low/High Bay | 6.836% | 0 | 161.0012 | Commercial_2022_SC D_GWh_Before Competition Groups_LED Low/High Bay
Commercial | Com ¦ LED Troffer/Surface/Suspended | 2022 | SC D | GWh | Before Competition Groups | 155.2178 | 0 | 0 | 2355.3657 | 0.0659 | 6 | Commercial_2022_SC D_GWh_Before Competition Groups_6 | LED Troffer/Surface/Suspended | 6.59% | 0 | 155.2178 | Commercial_2022_SC D_GWh_Before Competition Groups_LED Troffer/Surface/Suspended
Commercial | Com ¦ LED street light fixture | 2022 | SC D | GWh | Before Competition Groups | 105.3991 | 0 | 0 | 2355.3657 | 0.044749 | 7 | Commercial_2022_SC D_GWh_Before Competition Groups_7 | LED street light fixture | 4.475% | 0 | 105.3991 | Commercial_2022_SC D_GWh_Before Competition Groups_LED street light fixture
Commercial | Com ¦ Building Recommissioning, Operations and Maintenance (O&M) Improvements | 2022 | SC D | GWh | Before Competition Groups | 101.1519 | 0 | 0 | 2355.3657 | 0.042945 | 8 | Commercial_2022_SC D_GWh_Before Competition Groups_8 | Building Recommissioning, Operations and Maintenance (O&M) Improvements | 4.295% | 0 | 101.1519 | Commercial_2022_SC D_GWh_Before Competition Groups_Building Recommissioning, Operations and Maintenance (O&M) Improvements
Commercial | Com ¦ Data Center Storage/Server Virtualization | 2022 | SC D | GWh | Before Competition Groups | 92.4105 | 0 | 0 | 2355.3657 | 0.039234 | 9 | Commercial_2022_SC D_GWh_Before Competition Groups_9 | Data Center Storage/Server Virtualization | 3.923% | 0 | 92.4105 | Commercial_2022_SC D_GWh_Before Competition Groups_Data Center Storage/Server Virtualization
Commercial | Com ¦ ENERGY STAR LED LAMPS (General Service Lamps) | 2022 | SC D | GWh | Before Competition Groups | 68.4662 | 0 | 0 | 2355.3657 | 0.029068 | 10 | Commercial_2022_SC D_GWh_Before Competition Groups_10 | ENERGY STAR LED LAMPS (General Service Lamps) | 2.907% | 0 | 68.4662 | Commercial_2022_SC D_GWh_Before Competition Groups_ENERGY STAR LED LAMPS (General Service Lamps)
Commercial | Com ¦ Furnace Tune-Up | 2022 | SC D | GWh | Before Competition Groups | 63.8052 | 0 | 0 | 2355.3657 | 0.027089 | 11 | Commercial_2022_SC D_GWh_Before Competition Groups_11 | Furnace Tune-Up | 2.709% | 0 | 63.8052 | Commercial_2022_SC D_GWh_Before Competition Groups_Furnace Tune-Up
Commercial | Com ¦ Reach-in Shaded Pole to ECM/PSC Evaporator Fan Motor | 2022 | SC D | GWh | Before Competition Groups | 60.3765 | 0 | 0 | 2355.3657 | 0.025634 | 12 | Commercial_2022_SC D_GWh_Before Competition Groups_12 | Reach-in Shaded Pole to ECM/PSC Evaporator Fan Motor | 2.563% | 0 | 60.3765 | Commercial_2022_SC D_GWh_Before Competition Groups_Reach-in Shaded Pole to ECM/PSC Evaporator Fan Motor
Commercial | Com ¦ High Efficiency Air Source Heat Pump | 2022 | SC D | GWh | Before Competition Groups | 59.0091 | 0 | 0 | 2355.3657 | 0.025053 | 13 | Commercial_2022_SC D_GWh_Before Competition Groups_13 | High Efficiency Air Source Heat Pump | 2.505% | 0 | 59.0091 | Commercial_2022_SC D_GWh_Before Competition Groups_High Efficiency Air Source Heat Pump
Commercial | Com ¦ LED or Equivalent Sign Lighting | 2022 | SC D | GWh | Before Competition Groups | 45.3669 | 0 | 0 | 2355.3657 | 0.019261 | 14 | Commercial_2022_SC D_GWh_Before Competition Groups_14 | LED or Equivalent Sign Lighting | 1.926% | 0 | 45.3669 | Commercial_2022_SC D_GWh_Before Competition Groups_LED or Equivalent Sign Lighting
Commercial | Com ¦ Education and Capacity Building/Energy Behavior | 2022 | SC D | GWh | Before Competition Groups | 38.2208 | 0 | 0 | 2355.3657 | 0.016227 | 15 | Commercial_2022_SC D_GWh_Before Competition Groups_15 | Education and Capacity Building/Energy Behavior | 1.623% | 0 | 38.2208 | Commercial_2022_SC D_GWh_Before Competition Groups_Education and Capacity Building/Energy Behavior
Commercial | Com ¦ Strip Curtains | 2022 | SC D | GWh | Before Competition Groups | 35.4941 | 0 | 0 | 2355.3657 | 0.015069 | 16 | Commercial_2022_SC D_GWh_Before Competition Groups_16 | Strip Curtains | 1.507% | 0 | 35.4941 | Commercial_2022_SC D_GWh_Before Competition Groups_Strip Curtains
Commercial | Com ¦ Advanced BAS/Controllers | 2022 | SC D | GWh | Before Competition Groups | 28.3995 | 0 | 0 | 2355.3657 | 0.012057 | 17 | Commercial_2022_SC D_GWh_Before Competition Groups_17 | Advanced BAS/Controllers | 1.206% | 0 | 28.3995 | Commercial_2022_SC D_GWh_Before Competition Groups_Advanced BAS/Controllers
Commercial | Com ¦ Centrally controlled desktop PC/NETWORK PC POWER MANAGEMENT SOFTWARE | 2022 | SC D | GWh | Before Competition Groups | 22.4269 | 0 | 0 | 2355.3657 | 0.0095216 | 18 | Commercial_2022_SC D_GWh_Before Competition Groups_18 | Centrally controlled desktop PC/NETWORK PC POWER MANAGEMENT SOFTWARE | 0.9522% | 0 | 22.4269 | Commercial_2022_SC D_GWh_Before Competition Groups_Centrally controlled desktop PC/NETWORK PC POWER MANAGEMENT SOFTWARE
Commercial | Com ¦ Variable Frequency Drive (VFD) | 2022 | SC D | GWh | Before Competition Groups | 20.692 | 0 | 0 | 2355.3657 | 0.008785 | 19 | Commercial_2022_SC D_GWh_Before Competition Groups_19 | Variable Frequency Drive (VFD) | 0.8785% | 0 | 20.692 | Commercial_2022_SC D_GWh_Before Competition Groups_Variable Frequency Drive (VFD)
Commercial | Com ¦ VFD on Pumps | 2022 | SC D | GWh | Before Competition Groups | 19.2192 | 0 | 0 | 2355.3657 | 0.0081597 | 20 | Commercial_2022_SC D_GWh_Before Competition Groups_20 | VFD on Pumps | 0.816% | 0 | 19.2192 | Commercial_2022_SC D_GWh_Before Competition Groups_VFD on Pumps
Commercial | Com ¦ Demand Control Ventilation | 2022 | SC D | GWh | Before Competition Groups | 17.5227 | 0 | 0 | 2355.3657 | 0.0074395 | 21 | Commercial_2022_SC D_GWh_Before Competition Groups_21 | Demand Control Ventilation | 0.7439% | 0 | 17.5227 | Commercial_2022_SC D_GWh_Before Competition Groups_Demand Control Ventilation
Commercial | Com ¦ Adaptive Thermostats | 2022 | SC D | GWh | Before Competition Groups | 16.9767 | 0 | 0 | 2355.3657 | 0.0072077 | 22 | Commercial_2022_SC D_GWh_Before Competition Groups_22 | Adaptive Thermostats | 0.7208% | 0 | 16.9767 | Commercial_2022_SC D_GWh_Before Competition Groups_Adaptive Thermostats
Commercial | Com ¦ Refrigerated Display Case Doors | 2022 | SC D | GWh | Before Competition Groups | 13.7466 | 0 | 0 | 2355.3657 | 0.0058363 | 23 | Commercial_2022_SC D_GWh_Before Competition Groups_23 | Refrigerated Display Case Doors | 0.5836% | 0 | 13.7466 | Commercial_2022_SC D_GWh_Before Competition Groups_Refrigerated Display Case Doors
Commercial | Com ¦ ECM MOTORS FOR EVAPORATOR FANS for refrigeration (WALK-IN) | 2022 | SC D | GWh | Before Competition Groups | 9.8219 | 0 | 0 | 2355.3657 | 0.00417 | 24 | Commercial_2022_SC D_GWh_Before Competition Groups_24 | ECM MOTORS FOR EVAPORATOR FANS for refrigeration (WALK-IN) | 0.417% | 0 | 9.8219 | Commercial_2022_SC D_GWh_Before Competition Groups_ECM MOTORS FOR EVAPORATOR FANS for refrigeration (WALK-IN)
Commercial | Com ¦ Condensing Unit Heaters or other Efficient Unit Heating System | 2022 | SC D | GWh | Before Competition Groups | 9.5607 | 0 | 0 | 2355.3657 | 0.0040591 | 25 | Commercial_2022_SC D_GWh_Before Competition Groups_25 | Condensing Unit Heaters or other Efficient Unit Heating System | 0.4059% | 0 | 9.5607 | Commercial_2022_SC D_GWh_Before Competition Groups_Condensing Unit Heaters or other Efficient Unit Heating System
Commercial | Com ¦ Air Handler with Dedicated Outdoor Air Systems | 2022 | SC D | GWh | Before Competition Groups | 9.2696 | 0 | 0 | 2355.3657 | 0.0039355 | 26 | Commercial_2022_SC D_GWh_Before Competition Groups_26 | Air Handler with Dedicated Outdoor Air Systems | 0.3936% | 0 | 9.2696 | Commercial_2022_SC D_GWh_Before Competition Groups_Air Handler with Dedicated Outdoor Air Systems
Commercial | Com ¦ Refrigerated Display Case LED | 2022 | SC D | GWh | Before Competition Groups | 9.2486 | 0 | 0 | 2355.3657 | 0.0039266 | 27 | Commercial_2022_SC D_GWh_Before Competition Groups_27 | Refrigerated Display Case LED | 0.3927% | 0 | 9.2486 | Commercial_2022_SC D_GWh_Before Competition Groups_Refrigerated Display Case LED
Commercial | Com ¦ Unitary Air-Conditioning Unit | 2022 | SC D | GWh | Before Competition Groups | 8.3118 | 0 | 0 | 2355.3657 | 0.0035289 | 28 | Commercial_2022_SC D_GWh_Before Competition Groups_28 | Unitary Air-Conditioning Unit | 0.3529% | 0 | 8.3118 | Commercial_2022_SC D_GWh_Before Competition Groups_Unitary Air-Conditioning Unit
Commercial | Com ¦ ENERGY STAR Griddle (74% eff) | 2022 | SC D | GWh | Before Competition Groups | 8.1938 | 0 | 0 | 2355.3657 | 0.0034788 | 29 | Commercial_2022_SC D_GWh_Before Competition Groups_29 | ENERGY STAR Griddle (74% eff) | 0.3479% | 0 | 8.1938 | Commercial_2022_SC D_GWh_Before Competition Groups_ENERGY STAR Griddle (74% eff)
Commercial | Com ¦ Evaporator Fan Controls | 2022 | SC D | GWh | Before Competition Groups | 7.9496 | 0 | 0 | 2355.3657 | 0.0033751 | 30 | Commercial_2022_SC D_GWh_Before Competition Groups_30 | Evaporator Fan Controls | 0.3375% | 0 | 7.9496 | Commercial_2022_SC D_GWh_Before Competition Groups_Evaporator Fan Controls
Commercial | Com ¦ Demand Control Kitchen Ventilation | 2022 | SC D | GWh | Before Competition Groups | 7.3363 | 0 | 0 | 2355.3657 | 0.0031147 | 31 | Commercial_2022_SC D_GWh_Before Competition Groups_31 | Demand Control Kitchen Ventilation | 0.3115% | 0 | 7.3363 | Commercial_2022_SC D_GWh_Before Competition Groups_Demand Control Kitchen Ventilation
Commercial | Com ¦ Chilled Water Optimization | 2022 | SC D | GWh | Before Competition Groups | 6.5837 | 0 | 0 | 2355.3657 | 0.0027952 | 32 | Commercial_2022_SC D_GWh_Before Competition Groups_32 | Chilled Water Optimization | 0.2795% | 0 | 6.5837 | Commercial_2022_SC D_GWh_Before Competition Groups_Chilled Water Optimization
Commercial | Com ¦ Occupancy Sensors | 2022 | SC D | GWh | Before Competition Groups | 6.2006 | 0 | 0 | 2355.3657 | 0.0026326 | 33 | Commercial_2022_SC D_GWh_Before Competition Groups_33 | Occupancy Sensors | 0.2633% | 0 | 6.2006 | Commercial_2022_SC D_GWh_Before Competition Groups_Occupancy Sensors
Commercial | Com ¦ Freezer Case Light Sensor | 2022 | SC D | GWh | Before Competition Groups | 5.8685 | 0 | 0 | 2355.3657 | 0.0024915 | 34 | Commercial_2022_SC D_GWh_Before Competition Groups_34 | Freezer Case Light Sensor | 0.2492% | 0 | 5.8685 | Commercial_2022_SC D_GWh_Before Competition Groups_Freezer Case Light Sensor
Commercial | Com ¦ Temperature Adjustment in Commercial Freezers | 2022 | SC D | GWh | Before Competition Groups | 3.0428 | 0 | 0 | 2355.3657 | 0.0012919 | 35 | Commercial_2022_SC D_GWh_Before Competition Groups_35 | Temperature Adjustment in Commercial Freezers | 0.1292% | 0 | 3.0428 | Commercial_2022_SC D_GWh_Before Competition Groups_Temperature Adjustment in Commercial Freezers
Commercial | Com ¦ ENERGY STAR Fryer (84% eff) | 2022 | SC D | GWh | Before Competition Groups | 2.8919 | 0 | 0 | 2355.3657 | 0.0012278 | 36 | Commercial_2022_SC D_GWh_Before Competition Groups_36 | ENERGY STAR Fryer (84% eff) | 0.1228% | 0 | 2.8919 | Commercial_2022_SC D_GWh_Before Competition Groups_ENERGY STAR Fryer (84% eff)
Commercial | Com ¦ Elec Storage WH 2.30 Et | 2022 | SC D | GWh | Before Competition Groups | 2.6529 | 0 | 0 | 2355.3657 | 0.0011263 | 37 | Commercial_2022_SC D_GWh_Before Competition Groups_37 | Elec Storage WH 2.30 Et | 0.1126% | 0 | 2.6529 | Commercial_2022_SC D_GWh_Before Competition Groups_Elec Storage WH 2.30 Et
Commercial | Com ¦ Outside Air Economizer | 2022 | SC D | GWh | Before Competition Groups | 2.5576 | 0 | 0 | 2355.3657 | 0.0010859 | 38 | Commercial_2022_SC D_GWh_Before Competition Groups_38 | Outside Air Economizer | 0.1086% | 0 | 2.5576 | Commercial_2022_SC D_GWh_Before Competition Groups_Outside Air Economizer
Commercial | Com ¦ BEVERAGE VENDING MACHINE CONTROLS | 2022 | SC D | GWh | Before Competition Groups | 2.3833 | 0 | 0 | 2355.3657 | 0.0010119 | 39 | Commercial_2022_SC D_GWh_Before Competition Groups_39 | BEVERAGE VENDING MACHINE CONTROLS | 0.1012% | 0 | 2.3833 | Commercial_2022_SC D_GWh_Before Competition Groups_BEVERAGE VENDING MACHINE CONTROLS
Commercial | Com ¦ Vertical Night Covers | 2022 | SC D | GWh | Before Competition Groups | 2.2556 | 0 | 0 | 2355.3657 | 0.00095764 | 40 | Commercial_2022_SC D_GWh_Before Competition Groups_40 | Vertical Night Covers | 0.09576% | 0 | 2.2556 | Commercial_2022_SC D_GWh_Before Competition Groups_Vertical Night Covers
Commercial | Com ¦ CO Sensors for parking garage exhaust fans | 2022 | SC D | GWh | Before Competition Groups | 2.2226 | 0 | 0 | 2355.3657 | 0.00094363 | 41 | Commercial_2022_SC D_GWh_Before Competition Groups_41 | CO Sensors for parking garage exhaust fans | 0.09436% | 0 | 2.2226 | Commercial_2022_SC D_GWh_Before Competition Groups_CO Sensors for parking garage exhaust fans
Commercial | Com ¦ Duct Insulation, R8 | 2022 | SC D | GWh | Before Competition Groups | 2.123 | 0 | 0 | 2355.3657 | 0.00090134 | 42 | Commercial_2022_SC D_GWh_Before Competition Groups_42 | Duct Insulation, R8 | 0.09013% | 0 | 2.123 | Commercial_2022_SC D_GWh_Before Competition Groups_Duct Insulation, R8
Commercial | Com ¦ Energy Efficient Laboratory Fume Hood | 2022 | SC D | GWh | Before Competition Groups | 2.0657 | 0 | 0 | 2355.3657 | 0.00087701 | 43 | Commercial_2022_SC D_GWh_Before Competition Groups_43 | Energy Efficient Laboratory Fume Hood | 0.0877% | 0 | 2.0657 | Commercial_2022_SC D_GWh_Before Competition Groups_Energy Efficient Laboratory Fume Hood
Commercial | Com ¦ Water Heating (DHW) Pipe Insulation (Add 3/4\ Foam)" | 2022 | SC D | GWh | Before Competition Groups | 1.9418 | 0 | 0 | 2355.3657 | 0.0008244 | 44 | Commercial_2022_SC D_GWh_Before Competition Groups_44 | Water Heating (DHW) Pipe Insulation (Add 3/4\ Foam)" | 0.08244% | 0 | 1.9418 | Commercial_2022_SC D_GWh_Before Competition Groups_Water Heating (DHW) Pipe Insulation (Add 3/4\ Foam)"
Commercial | Com ¦ Water Source Heat Pump (4 ton) | 2022 | SC D | GWh | Before Competition Groups | 1.4737 | 0 | 0 | 2355.3657 | 0.00062569 | 45 | Commercial_2022_SC D_GWh_Before Competition Groups_45 | Water Source Heat Pump (4 ton) | 0.06257% | 0 | 1.4737 | Commercial_2022_SC D_GWh_Before Competition Groups_Water Source Heat Pump (4 ton)
Commercial | Com ¦ ENERGY STAR Steam Cookers | 2022 | SC D | GWh | Before Competition Groups | 1.3821 | 0 | 0 | 2355.3657 | 0.00058679 | 46 | Commercial_2022_SC D_GWh_Before Competition Groups_46 | ENERGY STAR Steam Cookers | 0.05868% | 0 | 1.3821 | Commercial_2022_SC D_GWh_Before Competition Groups_ENERGY STAR Steam Cookers
Commercial | Com ¦ Thermostat Setback | 2022 | SC D | GWh | Before Competition Groups | 1.2843 | 0 | 0 | 2355.3657 | 0.00054528 | 47 | Commercial_2022_SC D_GWh_Before Competition Groups_47 | Thermostat Setback | 0.05453% | 0 | 1.2843 | Commercial_2022_SC D_GWh_Before Competition Groups_Thermostat Setback
Commercial | Com ¦ ENERGY STAR Dishwasher | 2022 | SC D | GWh | Before Competition Groups | 1.2614 | 0 | 0 | 2355.3657 | 0.00053553 | 48 | Commercial_2022_SC D_GWh_Before Competition Groups_48 | ENERGY STAR Dishwasher | 0.05355% | 0 | 1.2614 | Commercial_2022_SC D_GWh_Before Competition Groups_ENERGY STAR Dishwasher
Commercial | Com ¦ Suction Pipe Insulation Freezer/Refrigerator | 2022 | SC D | GWh | Before Competition Groups | 1.1967 | 0 | 0 | 2355.3657 | 0.00050806 | 49 | Commercial_2022_SC D_GWh_Before Competition Groups_49 | Suction Pipe Insulation Freezer/Refrigerator | 0.05081% | 0 | 1.1967 | Commercial_2022_SC D_GWh_Before Competition Groups_Suction Pipe Insulation Freezer/Refrigerator
Commercial | Com ¦ Ozone Laundry Treatment | 2022 | SC D | GWh | Before Competition Groups | 0.44434 | 0 | 0 | 2355.3657 | 0.00018865 | 50 | Commercial_2022_SC D_GWh_Before Competition Groups_50 | Ozone Laundry Treatment | 0.01887% | 0 | 0.44434 | Commercial_2022_SC D_GWh_Before Competition Groups_Ozone Laundry Treatment
Commercial | Com ¦ ECM MOTORS FOR HVAC APPLICATION (FAN-POWERED VAV BOX) | 2022 | SC D | GWh | Before Competition Groups | 0.29891 | 0 | 0 | 2355.3657 | 0.00012691 | 51 | Commercial_2022_SC D_GWh_Before Competition Groups_51 | ECM MOTORS FOR HVAC APPLICATION (FAN-POWERED VAV BOX) | 0.01269% | 0 | 0.29891 | Commercial_2022_SC D_GWh_Before Competition Groups_ECM MOTORS FOR HVAC APPLICATION (FAN-POWERED VAV BOX)
Commercial | Com ¦ CEE Tier 2/Energy Star Clothes Washers | 2022 | SC D | GWh | Before Competition Groups | 0.26653 | 0 | 0 | 2355.3657 | 0.00011316 | 52 | Commercial_2022_SC D_GWh_Before Competition Groups_52 | CEE Tier 2/Energy Star Clothes Washers | 0.01132% | 0 | 0.26653 | Commercial_2022_SC D_GWh_Before Competition Groups_CEE Tier 2/Energy Star Clothes Washers
Commercial | Com ¦ Low Flow Pre-Rinse Spray Nozzle | 2022 | SC D | GWh | Before Competition Groups | 0.15647 | 0 | 0 | 2355.3657 | 6.6432e-05 | 53 | Commercial_2022_SC D_GWh_Before Competition Groups_53 | Low Flow Pre-Rinse Spray Nozzle | 0.006643% | 0 | 0.15647 | Commercial_2022_SC D_GWh_Before Competition Groups_Low Flow Pre-Rinse Spray Nozzle
Commercial | Com ¦ Demand controlled Circulating Systems | 2022 | SC D | GWh | Before Competition Groups | 0.13102 | 0 | 0 | 2355.3657 | 5.5625e-05 | 54 | Commercial_2022_SC D_GWh_Before Competition Groups_54 | Demand controlled Circulating Systems | 0.005562% | 0 | 0.13102 | Commercial_2022_SC D_GWh_Before Competition Groups_Demand controlled Circulating Systems
Commercial | Com ¦ HVAC Optimization | 2022 | SC D | GWh | Before Competition Groups | 0.12988 | 0 | 0 | 2355.3657 | 5.5143e-05 | 55 | Commercial_2022_SC D_GWh_Before Competition Groups_55 | HVAC Optimization | 0.005514% | 0 | 0.12988 | Commercial_2022_SC D_GWh_Before Competition Groups_HVAC Optimization
Commercial | Com ¦ Auto Off Time Switch or Time Clock control | 2022 | SC D | GWh | Before Competition Groups | 0.11734 | 0 | 0 | 2355.3657 | 4.9817e-05 | 56 | Commercial_2022_SC D_GWh_Before Competition Groups_56 | Auto Off Time Switch or Time Clock control | 0.004982% | 0 | 0.11734 | Commercial_2022_SC D_GWh_Before Competition Groups_Auto Off Time Switch or Time Clock control
Commercial | COM ¦ Ductless Mini-Split Heat Pumps | 2022 | SC D | GWh | Before Competition Groups | 0.099075 | 0 | 0 | 2355.3657 | 4.2063e-05 | 57 | Commercial_2022_SC D_GWh_Before Competition Groups_57 | Ductless Mini-Split Heat Pumps | 0.004206% | 0 | 0.099075 | Commercial_2022_SC D_GWh_Before Competition Groups_Ductless Mini-Split Heat Pumps
Commercial | Com ¦ Condensing Make Up Air Unit | 2022 | SC D | GWh | Before Competition Groups | 0.080648 | 0 | 0 | 2355.3657 | 3.424e-05 | 58 | Commercial_2022_SC D_GWh_Before Competition Groups_58 | Condensing Make Up Air Unit | 0.003424% | 0 | 0.080648 | Commercial_2022_SC D_GWh_Before Competition Groups_Condensing Make Up Air Unit
Commercial | Com ¦ Commercial Hot Food Holding Cabinets | 2022 | SC D | GWh | Before Competition Groups | 0.04398 | 0 | 0 | 2355.3657 | 1.8672e-05 | 59 | Commercial_2022_SC D_GWh_Before Competition Groups_59 | Commercial Hot Food Holding Cabinets | 0.001867% | 0 | 0.04398 | Commercial_2022_SC D_GWh_Before Competition Groups_Commercial Hot Food Holding Cabinets
Commercial | Com ¦ Notched V belts for HVAC Systems | 2022 | SC D | GWh | Before Competition Groups | 0.039155 | 0 | 0 | 2355.3657 | 1.6624e-05 | 60 | Commercial_2022_SC D_GWh_Before Competition Groups_60 | Notched V belts for HVAC Systems | 0.001662% | 0 | 0.039155 | Commercial_2022_SC D_GWh_Before Competition Groups_Notched V belts for HVAC Systems
Commercial | Com ¦ Solar Water Preheat (Pools/DHW) | 2022 | SC D | GWh | Before Competition Groups | 0.037087 | 0 | 0 | 2355.3657 | 1.5746e-05 | 61 | Commercial_2022_SC D_GWh_Before Competition Groups_61 | Solar Water Preheat (Pools/DHW) | 0.001575% | 0 | 0.037087 | Commercial_2022_SC D_GWh_Before Competition Groups_Solar Water Preheat (Pools/DHW)
Commercial | Com ¦ PTAC (12 EER/10,000 BTU) | 2022 | SC D | GWh | Before Competition Groups | 0.035203 | 0 | 0 | 2355.3657 | 1.4946e-05 | 62 | Commercial_2022_SC D_GWh_Before Competition Groups_62 | PTAC (12 EER/10,000 BTU) | 0.001495% | 0 | 0.035203 | Commercial_2022_SC D_GWh_Before Competition Groups_PTAC (12 EER/10,000 BTU)
Commercial | Com ¦ Air Curtains | 2022 | SC D | GWh | Before Competition Groups | 0.030474 | 0 | 0 | 2355.3657 | 1.2938e-05 | 63 | Commercial_2022_SC D_GWh_Before Competition Groups_63 | Air Curtains | 0.001294% | 0 | 0.030474 | Commercial_2022_SC D_GWh_Before Competition Groups_Air Curtains
Commercial | Com ¦ Wall Insulation | 2022 | SC D | GWh | Before Competition Groups | 0.017304 | 0 | 0 | 2355.3657 | 7.3466e-06 | 64 | Commercial_2022_SC D_GWh_Before Competition Groups_64 | Wall Insulation | 0.0007347% | 0 | 0.017304 | Commercial_2022_SC D_GWh_Before Competition Groups_Wall Insulation
Commercial | Com ¦ VSD Air Compressor | 2022 | SC D | GWh | Before Competition Groups | 0.0068992 | 0 | 0 | 2355.3657 | 2.9292e-06 | 65 | Commercial_2022_SC D_GWh_Before Competition Groups_65 | VSD Air Compressor | 0.0002929% | 0 | 0.0068992 | Commercial_2022_SC D_GWh_Before Competition Groups_VSD Air Compressor
Commercial | Com ¦ LLLC - High Impact Application | 2022 | SC D | GWh | Before Competition Groups | 0.0059416 | 0 | 0 | 2355.3657 | 2.5226e-06 | 66 | Commercial_2022_SC D_GWh_Before Competition Groups_66 | LLLC - High Impact Application | 0.0002523% | 0 | 0.0059416 | Commercial_2022_SC D_GWh_Before Competition Groups_LLLC - High Impact Application
Commercial | Com ¦ High Efficiency Chiller (avg of water and air cooled) | 2022 | SC D | GWh | Before Competition Groups | 0.0059022 | 0 | 0 | 2355.3657 | 2.5059e-06 | 67 | Commercial_2022_SC D_GWh_Before Competition Groups_67 | High Efficiency Chiller (avg of water and air cooled) | 0.0002506% | 0 | 0.0059022 | Commercial_2022_SC D_GWh_Before Competition Groups_High Efficiency Chiller (avg of water and air cooled)
Commercial | Com ¦ Energy Recovery Ventilation and Ventilation (Enhanced) | 2022 | SC D | GWh | Before Competition Groups | 0.0034911 | 0 | 0 | 2355.3657 | 1.4822e-06 | 68 | Commercial_2022_SC D_GWh_Before Competition Groups_68 | Energy Recovery Ventilation and Ventilation (Enhanced) | 0.0001482% | 0 | 0.0034911 | Commercial_2022_SC D_GWh_Before Competition Groups_Energy Recovery Ventilation and Ventilation (Enhanced)
Commercial | Com ¦ EC Plug Fan for Data Center (under cabinet) | 2022 | SC D | GWh | Before Competition Groups | 0.0025914 | 0 | 0 | 2355.3657 | 1.1002e-06 | 69 | Commercial_2022_SC D_GWh_Before Competition Groups_69 | EC Plug Fan for Data Center (under cabinet) | 0.00011% | 0 | 0.0025914 | Commercial_2022_SC D_GWh_Before Competition Groups_EC Plug Fan for Data Center (under cabinet)
Commercial | Com ¦ Room AC (w/ louvered sides) 14 SEER from 12 SEER code | 2022 | SC D | GWh | Before Competition Groups | 0.0017919 | 0 | 0 | 2355.3657 | 7.6077e-07 | 70 | Commercial_2022_SC D_GWh_Before Competition Groups_70 | Room AC (w/ louvered sides) 14 SEER from 12 SEER code | 7.608e-05% | 0 | 0.0017919 | Commercial_2022_SC D_GWh_Before Competition Groups_Room AC (w/ louvered sides) 14 SEER from 12 SEER code
Commercial | Com ¦ Electric Convection Combination Ovens | 2022 | SC D | GWh | Before Competition Groups | 0.00084058 | 0 | 0 | 2355.3657 | 3.5688e-07 | 71 | Commercial_2022_SC D_GWh_Before Competition Groups_71 | Electric Convection Combination Ovens | 3.569e-05% | 0 | 0.00084058 | Commercial_2022_SC D_GWh_Before Competition Groups_Electric Convection Combination Ovens
Commercial | Com ¦ LLLC - Low Impact Application | 2022 | SC D | GWh | Before Competition Groups | 0.00017312 | 0 | 0 | 2355.3657 | 7.3498e-08 | 72 | Commercial_2022_SC D_GWh_Before Competition Groups_72 | LLLC - Low Impact Application | 7.35e-06% | 0 | 0.00017312 | Commercial_2022_SC D_GWh_Before Competition Groups_LLLC - Low Impact Application
Commercial | Com ¦ High Efficiency Small Instantaneous Water Heater | 2022 | SC D | GWh | Before Competition Groups | 2.9651e-05 | 0 | 0 | 2355.3657 | 1.2589e-08 | 73 | Commercial_2022_SC D_GWh_Before Competition Groups_73 | High Efficiency Small Instantaneous Water Heater | 1.259e-06% | 0 | 2.9651e-05 | Commercial_2022_SC D_GWh_Before Competition Groups_High Efficiency Small Instantaneous Water Heater
Commercial | Com ¦ Networked/Connected - High Impact Application | 2022 | SC D | GWh | Before Competition Groups | 5.4418e-09 | 0 | 0 | 2355.3657 | 2.3104e-12 | 74 | Commercial_2022_SC D_GWh_Before Competition Groups_74 | Networked/Connected - High Impact Application | 2.31e-10% | 0 | 5.4418e-09 | Commercial_2022_SC D_GWh_Before Competition Groups_Networked/Connected - High Impact Application
Commercial | Com ¦ Networked/Connected - Low Impact Application | 2022 | SC D | GWh | Before Competition Groups | 1.1398e-22 | 0 | 0 | 2355.3657 | 4.8393e-26 | 75 | Commercial_2022_SC D_GWh_Before Competition Groups_75 | Networked/Connected - Low Impact Application | 4.839e-24% | 0 | 1.1398e-22 | Commercial_2022_SC D_GWh_Before Competition Groups_Networked/Connected - Low Impact Application
Commercial | Com ¦ Door Gasket Freezer/Refrigerator | 2022 | SC D | GWh | Before Competition Groups | 0 | 0 | 0 | 2355.3657 | 0 | 76 | Commercial_2022_SC D_GWh_Before Competition Groups_76 | Door Gasket Freezer/Refrigerator | 0% | 0 | 0 | Commercial_2022_SC D_GWh_Before Competition Groups_Door Gasket Freezer/Refrigerator
Commercial | Com ¦ Efficient compressor motor | 2022 | SC D | GWh | Before Competition Groups | 0 | 0 | 0 | 2355.3657 | 0 | 77 | Commercial_2022_SC D_GWh_Before Competition Groups_77 | Efficient compressor motor | 0% | 0 | 0 | Commercial_2022_SC D_GWh_Before Competition Groups_Efficient compressor motor
Commercial | Com ¦ Indoor Daylight Sensors/Photocell Dimming Control | 2022 | SC D | GWh | Before Competition Groups | 0 | 0 | 0 | 2355.3657 | 0 | 78 | Commercial_2022_SC D_GWh_Before Competition Groups_78 | Indoor Daylight Sensors/Photocell Dimming Control | 0% | 0 | 0 | Commercial_2022_SC D_GWh_Before Competition Groups_Indoor Daylight Sensors/Photocell Dimming Control
Commercial | Com ¦ LED RECESSED DOWNLIGHTS | 2022 | SC D | GWh | Before Competition Groups | 0 | 0 | 0 | 2355.3657 | 0 | 79 | Commercial_2022_SC D_GWh_Before Competition Groups_79 | LED RECESSED DOWNLIGHTS | 0% | 0 | 0 | Commercial_2022_SC D_GWh_Before Competition Groups_LED RECESSED DOWNLIGHTS
Commercial | Com ¦ Variable Refrigerant Flow Heat Pump | 2022 | SC D | GWh | Before Competition Groups | 0 | 0 | 0 | 2355.3657 | 0 | 80 | Commercial_2022_SC D_GWh_Before Competition Groups_80 | Variable Refrigerant Flow Heat Pump | 0% | 0 | 0 | Commercial_2022_SC D_GWh_Before Competition Groups_Variable Refrigerant Flow Heat Pump
Commercial | Com ¦ Building Recommissioning, Operations and Maintenance (O&M) Improvements | 2022 | Technical | GWh | Before Competition Groups | 2397.083 | 0 | 0 | 18894.7311 | 0.12687 | 1 | Commercial_2022_Technical_GWh_Before Competition Groups_1 | Building Recommissioning, Operations and Maintenance (O&M) Improvements | 12.69% | 0 | 2397.083 | Commercial_2022_Technical_GWh_Before Competition Groups_Building Recommissioning, Operations and Maintenance (O&M) Improvements
Commercial | Com ¦ LED Low/High Bay | 2022 | Technical | GWh | Before Competition Groups | 1469.6063 | 0 | 0 | 18894.7311 | 0.077779 | 2 | Commercial_2022_Technical_GWh_Before Competition Groups_2 | LED Low/High Bay | 7.778% | 0 | 1469.6063 | Commercial_2022_Technical_GWh_Before Competition Groups_LED Low/High Bay
Commercial | Com ¦ LED Troffer/Surface/Suspended | 2022 | Technical | GWh | Before Competition Groups | 1197.1686 | 0 | 0 | 18894.7311 | 0.06336 | 3 | Commercial_2022_Technical_GWh_Before Competition Groups_3 | LED Troffer/Surface/Suspended | 6.336% | 0 | 1197.1686 | Commercial_2022_Technical_GWh_Before Competition Groups_LED Troffer/Surface/Suspended
Commercial | Com ¦ LLLC - High Impact Application | 2022 | Technical | GWh | Before Competition Groups | 1024.9581 | 0 | 0 | 18894.7311 | 0.054246 | 4 | Commercial_2022_Technical_GWh_Before Competition Groups_4 | LLLC - High Impact Application | 5.425% | 0 | 1024.9581 | Commercial_2022_Technical_GWh_Before Competition Groups_LLLC - High Impact Application
Commercial | Com ¦ LLLC - Low Impact Application | 2022 | Technical | GWh | Before Competition Groups | 1015.4786 | 0 | 0 | 18894.7311 | 0.053744 | 5 | Commercial_2022_Technical_GWh_Before Competition Groups_5 | LLLC - Low Impact Application | 5.374% | 0 | 1015.4786 | Commercial_2022_Technical_GWh_Before Competition Groups_LLLC - Low Impact Application
Commercial | Com ¦ ENERGY STAR LED LAMPS (REFLECTOR LAMPs/MR16/PAR 16) | 2022 | Technical | GWh | Before Competition Groups | 972.4717 | 0 | 0 | 18894.7311 | 0.051468 | 6 | Commercial_2022_Technical_GWh_Before Competition Groups_6 | ENERGY STAR LED LAMPS (REFLECTOR LAMPs/MR16/PAR 16) | 5.147% | 0 | 972.4717 | Commercial_2022_Technical_GWh_Before Competition Groups_ENERGY STAR LED LAMPS (REFLECTOR LAMPs/MR16/PAR 16)
Commercial | Com ¦ Networked/Connected - High Impact Application | 2022 | Technical | GWh | Before Competition Groups | 926.7851 | 0 | 0 | 18894.7311 | 0.04905 | 7 | Commercial_2022_Technical_GWh_Before Competition Groups_7 | Networked/Connected - High Impact Application | 4.905% | 0 | 926.7851 | Commercial_2022_Technical_GWh_Before Competition Groups_Networked/Connected - High Impact Application
Commercial | Com ¦ Education and Capacity Building/Energy Behavior | 2022 | Technical | GWh | Before Competition Groups | 901.5939 | 0 | 0 | 18894.7311 | 0.047717 | 8 | Commercial_2022_Technical_GWh_Before Competition Groups_8 | Education and Capacity Building/Energy Behavior | 4.772% | 0 | 901.5939 | Commercial_2022_Technical_GWh_Before Competition Groups_Education and Capacity Building/Energy Behavior
Commercial | Com ¦ Networked/Connected - Low Impact Application | 2022 | Technical | GWh | Before Competition Groups | 871.607 | 0 | 0 | 18894.7311 | 0.04613 | 9 | Commercial_2022_Technical_GWh_Before Competition Groups_9 | Networked/Connected - Low Impact Application | 4.613% | 0 | 871.607 | Commercial_2022_Technical_GWh_Before Competition Groups_Networked/Connected - Low Impact Application
Commercial | Com ¦ Furnace Tune-Up | 2022 | Technical | GWh | Before Competition Groups | 658.2238 | 0 | 0 | 18894.7311 | 0.034836 | 10 | Commercial_2022_Technical_GWh_Before Competition Groups_10 | Furnace Tune-Up | 3.484% | 0 | 658.2238 | Commercial_2022_Technical_GWh_Before Competition Groups_Furnace Tune-Up
Commercial | Com ¦ Central Lighting Control System | 2022 | Technical | GWh | Before Competition Groups | 630.4528 | 0 | 0 | 18894.7311 | 0.033367 | 11 | Commercial_2022_Technical_GWh_Before Competition Groups_11 | Central Lighting Control System | 3.337% | 0 | 630.4528 | Commercial_2022_Technical_GWh_Before Competition Groups_Central Lighting Control System
Commercial | Com ¦ LED EXTERIOR AREA LIGHTS - LED fixture (200W) | 2022 | Technical | GWh | Before Competition Groups | 513.0862 | 0 | 0 | 18894.7311 | 0.027155 | 12 | Commercial_2022_Technical_GWh_Before Competition Groups_12 | LED EXTERIOR AREA LIGHTS - LED fixture (200W) | 2.715% | 0 | 513.0862 | Commercial_2022_Technical_GWh_Before Competition Groups_LED EXTERIOR AREA LIGHTS - LED fixture (200W)
Commercial | Com ¦ LED parking lot fixture | 2022 | Technical | GWh | Before Competition Groups | 501.1105 | 0 | 0 | 18894.7311 | 0.026521 | 13 | Commercial_2022_Technical_GWh_Before Competition Groups_13 | LED parking lot fixture | 2.652% | 0 | 501.1105 | Commercial_2022_Technical_GWh_Before Competition Groups_LED parking lot fixture
Commercial | Com ¦ Variable Refrigerant Flow Heat Pump | 2022 | Technical | GWh | Before Competition Groups | 362.1395 | 0 | 0 | 18894.7311 | 0.019166 | 14 | Commercial_2022_Technical_GWh_Before Competition Groups_14 | Variable Refrigerant Flow Heat Pump | 1.917% | 0 | 362.1395 | Commercial_2022_Technical_GWh_Before Competition Groups_Variable Refrigerant Flow Heat Pump
Commercial | Com ¦ Advanced BAS/Controllers | 2022 | Technical | GWh | Before Competition Groups | 315.2911 | 0 | 0 | 18894.7311 | 0.016687 | 15 | Commercial_2022_Technical_GWh_Before Competition Groups_15 | Advanced BAS/Controllers | 1.669% | 0 | 315.2911 | Commercial_2022_Technical_GWh_Before Competition Groups_Advanced BAS/Controllers
Commercial | Com ¦ LED street light fixture | 2022 | Technical | GWh | Before Competition Groups | 294.8468 | 0 | 0 | 18894.7311 | 0.015605 | 16 | Commercial_2022_Technical_GWh_Before Competition Groups_16 | LED street light fixture | 1.56% | 0 | 294.8468 | Commercial_2022_Technical_GWh_Before Competition Groups_LED street light fixture
Commercial | Com ¦ Smart Strip Plug Outlets | 2022 | Technical | GWh | Before Competition Groups | 266.5393 | 0 | 0 | 18894.7311 | 0.014107 | 17 | Commercial_2022_Technical_GWh_Before Competition Groups_17 | Smart Strip Plug Outlets | 1.411% | 0 | 266.5393 | Commercial_2022_Technical_GWh_Before Competition Groups_Smart Strip Plug Outlets
Commercial | Com ¦ LED Replacement Lamp (Tube) | 2022 | Technical | GWh | Before Competition Groups | 238.957 | 0 | 0 | 18894.7311 | 0.012647 | 18 | Commercial_2022_Technical_GWh_Before Competition Groups_18 | LED Replacement Lamp (Tube) | 1.265% | 0 | 238.957 | Commercial_2022_Technical_GWh_Before Competition Groups_LED Replacement Lamp (Tube)
Commercial | Com ¦ Strip Curtains | 2022 | Technical | GWh | Before Competition Groups | 229.9313 | 0 | 0 | 18894.7311 | 0.012169 | 19 | Commercial_2022_Technical_GWh_Before Competition Groups_19 | Strip Curtains | 1.217% | 0 | 229.9313 | Commercial_2022_Technical_GWh_Before Competition Groups_Strip Curtains
Commercial | Com ¦ Demand Control Ventilation | 2022 | Technical | GWh | Before Competition Groups | 229.8689 | 0 | 0 | 18894.7311 | 0.012166 | 20 | Commercial_2022_Technical_GWh_Before Competition Groups_20 | Demand Control Ventilation | 1.217% | 0 | 229.8689 | Commercial_2022_Technical_GWh_Before Competition Groups_Demand Control Ventilation
Commercial | Com ¦ High Efficiency Air Source Heat Pump | 2022 | Technical | GWh | Before Competition Groups | 221.3744 | 0 | 0 | 18894.7311 | 0.011716 | 21 | Commercial_2022_Technical_GWh_Before Competition Groups_21 | High Efficiency Air Source Heat Pump | 1.172% | 0 | 221.3744 | Commercial_2022_Technical_GWh_Before Competition Groups_High Efficiency Air Source Heat Pump
Commercial | Com ¦ Variable Frequency Drive (VFD) | 2022 | Technical | GWh | Before Competition Groups | 218.1777 | 0 | 0 | 18894.7311 | 0.011547 | 22 | Commercial_2022_Technical_GWh_Before Competition Groups_22 | Variable Frequency Drive (VFD) | 1.155% | 0 | 218.1777 | Commercial_2022_Technical_GWh_Before Competition Groups_Variable Frequency Drive (VFD)
Commercial | Com ¦ Data Center Storage/Server Virtualization | 2022 | Technical | GWh | Before Competition Groups | 213.3201 | 0 | 0 | 18894.7311 | 0.01129 | 23 | Commercial_2022_Technical_GWh_Before Competition Groups_23 | Data Center Storage/Server Virtualization | 1.129% | 0 | 213.3201 | Commercial_2022_Technical_GWh_Before Competition Groups_Data Center Storage/Server Virtualization
Commercial | Com ¦ VFD on Pumps | 2022 | Technical | GWh | Before Competition Groups | 204.1884 | 0 | 0 | 18894.7311 | 0.010807 | 24 | Commercial_2022_Technical_GWh_Before Competition Groups_24 | VFD on Pumps | 1.081% | 0 | 204.1884 | Commercial_2022_Technical_GWh_Before Competition Groups_VFD on Pumps
Commercial | Com ¦ Air Handler with Dedicated Outdoor Air Systems | 2022 | Technical | GWh | Before Competition Groups | 166.5214 | 0 | 0 | 18894.7311 | 0.0088131 | 25 | Commercial_2022_Technical_GWh_Before Competition Groups_25 | Air Handler with Dedicated Outdoor Air Systems | 0.8813% | 0 | 166.5214 | Commercial_2022_Technical_GWh_Before Competition Groups_Air Handler with Dedicated Outdoor Air Systems
Commercial | Com ¦ Centrally controlled desktop PC/NETWORK PC POWER MANAGEMENT SOFTWARE | 2022 | Technical | GWh | Before Competition Groups | 159.3597 | 0 | 0 | 18894.7311 | 0.0084341 | 26 | Commercial_2022_Technical_GWh_Before Competition Groups_26 | Centrally controlled desktop PC/NETWORK PC POWER MANAGEMENT SOFTWARE | 0.8434% | 0 | 159.3597 | Commercial_2022_Technical_GWh_Before Competition Groups_Centrally controlled desktop PC/NETWORK PC POWER MANAGEMENT SOFTWARE
Commercial | Com ¦ Refrigerated Display Case Doors | 2022 | Technical | GWh | Before Competition Groups | 158.6984 | 0 | 0 | 18894.7311 | 0.0083991 | 27 | Commercial_2022_Technical_GWh_Before Competition Groups_27 | Refrigerated Display Case Doors | 0.8399% | 0 | 158.6984 | Commercial_2022_Technical_GWh_Before Competition Groups_Refrigerated Display Case Doors
Commercial | Com ¦ Door Gasket Freezer/Refrigerator | 2022 | Technical | GWh | Before Competition Groups | 140.7781 | 0 | 0 | 18894.7311 | 0.0074507 | 28 | Commercial_2022_Technical_GWh_Before Competition Groups_28 | Door Gasket Freezer/Refrigerator | 0.7451% | 0 | 140.7781 | Commercial_2022_Technical_GWh_Before Competition Groups_Door Gasket Freezer/Refrigerator
Commercial | Com ¦ Adaptive Thermostats | 2022 | Technical | GWh | Before Competition Groups | 134.6703 | 0 | 0 | 18894.7311 | 0.0071274 | 29 | Commercial_2022_Technical_GWh_Before Competition Groups_29 | Adaptive Thermostats | 0.7127% | 0 | 134.6703 | Commercial_2022_Technical_GWh_Before Competition Groups_Adaptive Thermostats
Commercial | Com ¦ LED or Equivalent Sign Lighting | 2022 | Technical | GWh | Before Competition Groups | 133.7206 | 0 | 0 | 18894.7311 | 0.0070771 | 30 | Commercial_2022_Technical_GWh_Before Competition Groups_30 | LED or Equivalent Sign Lighting | 0.7077% | 0 | 133.7206 | Commercial_2022_Technical_GWh_Before Competition Groups_LED or Equivalent Sign Lighting
Commercial | Com ¦ Refrigeration Optimization | 2022 | Technical | GWh | Before Competition Groups | 116.382 | 0 | 0 | 18894.7311 | 0.0061595 | 31 | Commercial_2022_Technical_GWh_Before Competition Groups_31 | Refrigeration Optimization | 0.6159% | 0 | 116.382 | Commercial_2022_Technical_GWh_Before Competition Groups_Refrigeration Optimization
Commercial | Com ¦ Reach-in Shaded Pole to ECM/PSC Evaporator Fan Motor | 2022 | Technical | GWh | Before Competition Groups | 111.4749 | 0 | 0 | 18894.7311 | 0.0058998 | 32 | Commercial_2022_Technical_GWh_Before Competition Groups_32 | Reach-in Shaded Pole to ECM/PSC Evaporator Fan Motor | 0.59% | 0 | 111.4749 | Commercial_2022_Technical_GWh_Before Competition Groups_Reach-in Shaded Pole to ECM/PSC Evaporator Fan Motor
Commercial | Com ¦ ENERGY STAR LED LAMPS (General Service Lamps) | 2022 | Technical | GWh | Before Competition Groups | 109.9296 | 0 | 0 | 18894.7311 | 0.005818 | 33 | Commercial_2022_Technical_GWh_Before Competition Groups_33 | ENERGY STAR LED LAMPS (General Service Lamps) | 0.5818% | 0 | 109.9296 | Commercial_2022_Technical_GWh_Before Competition Groups_ENERGY STAR LED LAMPS (General Service Lamps)
Commercial | Com ¦ Refrigerated Display Case LED | 2022 | Technical | GWh | Before Competition Groups | 108.1504 | 0 | 0 | 18894.7311 | 0.0057238 | 34 | Commercial_2022_Technical_GWh_Before Competition Groups_34 | Refrigerated Display Case LED | 0.5724% | 0 | 108.1504 | Commercial_2022_Technical_GWh_Before Competition Groups_Refrigerated Display Case LED
Commercial | Com ¦ ECM MOTORS FOR EVAPORATOR FANS for refrigeration (WALK-IN) | 2022 | Technical | GWh | Before Competition Groups | 103.3552 | 0 | 0 | 18894.7311 | 0.0054701 | 35 | Commercial_2022_Technical_GWh_Before Competition Groups_35 | ECM MOTORS FOR EVAPORATOR FANS for refrigeration (WALK-IN) | 0.547% | 0 | 103.3552 | Commercial_2022_Technical_GWh_Before Competition Groups_ECM MOTORS FOR EVAPORATOR FANS for refrigeration (WALK-IN)
Commercial | Com ¦ Condensing Unit Heaters or other Efficient Unit Heating System | 2022 | Technical | GWh | Before Competition Groups | 99.0532 | 0 | 0 | 18894.7311 | 0.0052424 | 36 | Commercial_2022_Technical_GWh_Before Competition Groups_36 | Condensing Unit Heaters or other Efficient Unit Heating System | 0.5242% | 0 | 99.0532 | Commercial_2022_Technical_GWh_Before Competition Groups_Condensing Unit Heaters or other Efficient Unit Heating System
Commercial | Com ¦ ENERGY STAR FREEZER | 2022 | Technical | GWh | Before Competition Groups | 91.9133 | 0 | 0 | 18894.7311 | 0.0048645 | 37 | Commercial_2022_Technical_GWh_Before Competition Groups_37 | ENERGY STAR FREEZER | 0.4864% | 0 | 91.9133 | Commercial_2022_Technical_GWh_Before Competition Groups_ENERGY STAR FREEZER
Commercial | Com ¦ Indoor Daylight Sensors/Photocell Dimming Control | 2022 | Technical | GWh | Before Competition Groups | 91.7756 | 0 | 0 | 18894.7311 | 0.0048572 | 38 | Commercial_2022_Technical_GWh_Before Competition Groups_38 | Indoor Daylight Sensors/Photocell Dimming Control | 0.4857% | 0 | 91.7756 | Commercial_2022_Technical_GWh_Before Competition Groups_Indoor Daylight Sensors/Photocell Dimming Control
Commercial | Com ¦ High R-Value Glass Doors/no-heat glass door | 2022 | Technical | GWh | Before Competition Groups | 91.4767 | 0 | 0 | 18894.7311 | 0.0048414 | 39 | Commercial_2022_Technical_GWh_Before Competition Groups_39 | High R-Value Glass Doors/no-heat glass door | 0.4841% | 0 | 91.4767 | Commercial_2022_Technical_GWh_Before Competition Groups_High R-Value Glass Doors/no-heat glass door
Commercial | Com ¦ Freezer Case Light Sensor | 2022 | Technical | GWh | Before Competition Groups | 85.1252 | 0 | 0 | 18894.7311 | 0.0045052 | 40 | Commercial_2022_Technical_GWh_Before Competition Groups_40 | Freezer Case Light Sensor | 0.4505% | 0 | 85.1252 | Commercial_2022_Technical_GWh_Before Competition Groups_Freezer Case Light Sensor
Commercial | Com ¦ Evaporator Fan Controls | 2022 | Technical | GWh | Before Competition Groups | 83.0359 | 0 | 0 | 18894.7311 | 0.0043947 | 41 | Commercial_2022_Technical_GWh_Before Competition Groups_41 | Evaporator Fan Controls | 0.4395% | 0 | 83.0359 | Commercial_2022_Technical_GWh_Before Competition Groups_Evaporator Fan Controls
Commercial | Com ¦ Adding reflective (White) roof treatment or a green roof | 2022 | Technical | GWh | Before Competition Groups | 80.4213 | 0 | 0 | 18894.7311 | 0.0042563 | 42 | Commercial_2022_Technical_GWh_Before Competition Groups_42 | Adding reflective (White) roof treatment or a green roof | 0.4256% | 0 | 80.4213 | Commercial_2022_Technical_GWh_Before Competition Groups_Adding reflective (White) roof treatment or a green roof
Commercial | Com ¦ Demand Control Kitchen Ventilation | 2022 | Technical | GWh | Before Competition Groups | 79.6557 | 0 | 0 | 18894.7311 | 0.0042158 | 43 | Commercial_2022_Technical_GWh_Before Competition Groups_43 | Demand Control Kitchen Ventilation | 0.4216% | 0 | 79.6557 | Commercial_2022_Technical_GWh_Before Competition Groups_Demand Control Kitchen Ventilation
Commercial | Com ¦ Occupancy Sensors | 2022 | Technical | GWh | Before Competition Groups | 69.9291 | 0 | 0 | 18894.7311 | 0.003701 | 44 | Commercial_2022_Technical_GWh_Before Competition Groups_44 | Occupancy Sensors | 0.3701% | 0 | 69.9291 | Commercial_2022_Technical_GWh_Before Competition Groups_Occupancy Sensors
Commercial | Com ¦ Unitary Air-Conditioning Unit | 2022 | Technical | GWh | Before Competition Groups | 66.8125 | 0 | 0 | 18894.7311 | 0.003536 | 45 | Commercial_2022_Technical_GWh_Before Competition Groups_45 | Unitary Air-Conditioning Unit | 0.3536% | 0 | 66.8125 | Commercial_2022_Technical_GWh_Before Competition Groups_Unitary Air-Conditioning Unit
Commercial | Com ¦ HOTEL OCCUPANCY CONTROLS (HVAC + LIGHTING) | 2022 | Technical | GWh | Before Competition Groups | 64.5018 | 0 | 0 | 18894.7311 | 0.0034137 | 46 | Commercial_2022_Technical_GWh_Before Competition Groups_46 | HOTEL OCCUPANCY CONTROLS (HVAC + LIGHTING) | 0.3414% | 0 | 64.5018 | Commercial_2022_Technical_GWh_Before Competition Groups_HOTEL OCCUPANCY CONTROLS (HVAC + LIGHTING)
Commercial | Com ¦ Refrigeration Commissioning | 2022 | Technical | GWh | Before Competition Groups | 56.9508 | 0 | 0 | 18894.7311 | 0.0030141 | 47 | Commercial_2022_Technical_GWh_Before Competition Groups_47 | Refrigeration Commissioning | 0.3014% | 0 | 56.9508 | Commercial_2022_Technical_GWh_Before Competition Groups_Refrigeration Commissioning
Commercial | Com ¦ ENERGY STAR ICE MACHINES - Ice Making Head | 2022 | Technical | GWh | Before Competition Groups | 49.3781 | 0 | 0 | 18894.7311 | 0.0026133 | 48 | Commercial_2022_Technical_GWh_Before Competition Groups_48 | ENERGY STAR ICE MACHINES - Ice Making Head | 0.2613% | 0 | 49.3781 | Commercial_2022_Technical_GWh_Before Competition Groups_ENERGY STAR ICE MACHINES - Ice Making Head
Commercial | Com ¦ ENERGY STAR Refrigerator | 2022 | Technical | GWh | Before Competition Groups | 45.4718 | 0 | 0 | 18894.7311 | 0.0024066 | 49 | Commercial_2022_Technical_GWh_Before Competition Groups_49 | ENERGY STAR Refrigerator | 0.2407% | 0 | 45.4718 | Commercial_2022_Technical_GWh_Before Competition Groups_ENERGY STAR Refrigerator
Commercial | Com ¦ Condensing Make Up Air Unit | 2022 | Technical | GWh | Before Competition Groups | 41.837 | 0 | 0 | 18894.7311 | 0.0022142 | 50 | Commercial_2022_Technical_GWh_Before Competition Groups_50 | Condensing Make Up Air Unit | 0.2214% | 0 | 41.837 | Commercial_2022_Technical_GWh_Before Competition Groups_Condensing Make Up Air Unit
Commercial | Com ¦ Super-High Efficiency Furnaces (Emerging Tech) | 2022 | Technical | GWh | Before Competition Groups | 37.4237 | 0 | 0 | 18894.7311 | 0.0019806 | 51 | Commercial_2022_Technical_GWh_Before Competition Groups_51 | Super-High Efficiency Furnaces (Emerging Tech) | 0.1981% | 0 | 37.4237 | Commercial_2022_Technical_GWh_Before Competition Groups_Super-High Efficiency Furnaces (Emerging Tech)
Commercial | Com ¦ Elec Storage WH 2.30 Et | 2022 | Technical | GWh | Before Competition Groups | 34.0811 | 0 | 0 | 18894.7311 | 0.0018037 | 52 | Commercial_2022_Technical_GWh_Before Competition Groups_52 | Elec Storage WH 2.30 Et | 0.1804% | 0 | 34.0811 | Commercial_2022_Technical_GWh_Before Competition Groups_Elec Storage WH 2.30 Et
Commercial | Com ¦ BEVERAGE VENDING MACHINE CONTROLS | 2022 | Technical | GWh | Before Competition Groups | 32.6101 | 0 | 0 | 18894.7311 | 0.0017259 | 53 | Commercial_2022_Technical_GWh_Before Competition Groups_53 | BEVERAGE VENDING MACHINE CONTROLS | 0.1726% | 0 | 32.6101 | Commercial_2022_Technical_GWh_Before Competition Groups_BEVERAGE VENDING MACHINE CONTROLS
Commercial | Com ¦ Temperature Adjustment in Commercial Freezers | 2022 | Technical | GWh | Before Competition Groups | 31.752 | 0 | 0 | 18894.7311 | 0.0016805 | 54 | Commercial_2022_Technical_GWh_Before Competition Groups_54 | Temperature Adjustment in Commercial Freezers | 0.168% | 0 | 31.752 | Commercial_2022_Technical_GWh_Before Competition Groups_Temperature Adjustment in Commercial Freezers
Commercial | Com ¦ Energy Efficient Laboratory Fume Hood | 2022 | Technical | GWh | Before Competition Groups | 28.2799 | 0 | 0 | 18894.7311 | 0.0014967 | 55 | Commercial_2022_Technical_GWh_Before Competition Groups_55 | Energy Efficient Laboratory Fume Hood | 0.1497% | 0 | 28.2799 | Commercial_2022_Technical_GWh_Before Competition Groups_Energy Efficient Laboratory Fume Hood
Commercial | Com ¦ CO Sensors for parking garage exhaust fans | 2022 | Technical | GWh | Before Competition Groups | 27.1361 | 0 | 0 | 18894.7311 | 0.0014362 | 56 | Commercial_2022_Technical_GWh_Before Competition Groups_56 | CO Sensors for parking garage exhaust fans | 0.1436% | 0 | 27.1361 | Commercial_2022_Technical_GWh_Before Competition Groups_CO Sensors for parking garage exhaust fans
Commercial | Com ¦ Vertical Night Covers | 2022 | Technical | GWh | Before Competition Groups | 24.631 | 0 | 0 | 18894.7311 | 0.0013036 | 57 | Commercial_2022_Technical_GWh_Before Competition Groups_57 | Vertical Night Covers | 0.1304% | 0 | 24.631 | Commercial_2022_Technical_GWh_Before Competition Groups_Vertical Night Covers
Commercial | Com ¦ Anti-sweat heat (ASH) controls - Cooler/Freezer | 2022 | Technical | GWh | Before Competition Groups | 23.6917 | 0 | 0 | 18894.7311 | 0.0012539 | 58 | Commercial_2022_Technical_GWh_Before Competition Groups_58 | Anti-sweat heat (ASH) controls - Cooler/Freezer | 0.1254% | 0 | 23.6917 | Commercial_2022_Technical_GWh_Before Competition Groups_Anti-sweat heat (ASH) controls - Cooler/Freezer
Commercial | Com ¦ Ground Source Heat Pump | 2022 | Technical | GWh | Before Competition Groups | 22.5095 | 0 | 0 | 18894.7311 | 0.0011913 | 59 | Commercial_2022_Technical_GWh_Before Competition Groups_59 | Ground Source Heat Pump | 0.1191% | 0 | 22.5095 | Commercial_2022_Technical_GWh_Before Competition Groups_Ground Source Heat Pump
Commercial | Com ¦ Duct Insulation, R8 | 2022 | Technical | GWh | Before Competition Groups | 21.9282 | 0 | 0 | 18894.7311 | 0.0011605 | 60 | Commercial_2022_Technical_GWh_Before Competition Groups_60 | Duct Insulation, R8 | 0.1161% | 0 | 21.9282 | Commercial_2022_Technical_GWh_Before Competition Groups_Duct Insulation, R8
Commercial | Com ¦ Water Heating (DHW) Pipe Insulation (Add 3/4\ Foam)" | 2022 | Technical | GWh | Before Competition Groups | 21.2002 | 0 | 0 | 18894.7311 | 0.001122 | 61 | Commercial_2022_Technical_GWh_Before Competition Groups_61 | Water Heating (DHW) Pipe Insulation (Add 3/4\ Foam)" | 0.1122% | 0 | 21.2002 | Commercial_2022_Technical_GWh_Before Competition Groups_Water Heating (DHW) Pipe Insulation (Add 3/4\ Foam)"
Commercial | Com ¦ ENERGY STAR Griddle (74% eff) | 2022 | Technical | GWh | Before Competition Groups | 16.0783 | 0 | 0 | 18894.7311 | 0.00085094 | 62 | Commercial_2022_Technical_GWh_Before Competition Groups_62 | ENERGY STAR Griddle (74% eff) | 0.08509% | 0 | 16.0783 | Commercial_2022_Technical_GWh_Before Competition Groups_ENERGY STAR Griddle (74% eff)
Commercial | Com ¦ Outside Air Economizer | 2022 | Technical | GWh | Before Competition Groups | 15.948 | 0 | 0 | 18894.7311 | 0.00084404 | 63 | Commercial_2022_Technical_GWh_Before Competition Groups_63 | Outside Air Economizer | 0.0844% | 0 | 15.948 | Commercial_2022_Technical_GWh_Before Competition Groups_Outside Air Economizer
Commercial | Com ¦ Chilled Water Optimization | 2022 | Technical | GWh | Before Competition Groups | 15.826 | 0 | 0 | 18894.7311 | 0.00083759 | 64 | Commercial_2022_Technical_GWh_Before Competition Groups_64 | Chilled Water Optimization | 0.08376% | 0 | 15.826 | Commercial_2022_Technical_GWh_Before Competition Groups_Chilled Water Optimization
Commercial | Com ¦ Suction Pipe Insulation Freezer/Refrigerator | 2022 | Technical | GWh | Before Competition Groups | 13.4618 | 0 | 0 | 18894.7311 | 0.00071246 | 65 | Commercial_2022_Technical_GWh_Before Competition Groups_65 | Suction Pipe Insulation Freezer/Refrigerator | 0.07125% | 0 | 13.4618 | Commercial_2022_Technical_GWh_Before Competition Groups_Suction Pipe Insulation Freezer/Refrigerator
Commercial | Com ¦ Roof Insulation/Ceiling Insulation (R25 Code to R35) | 2022 | Technical | GWh | Before Competition Groups | 12.702 | 0 | 0 | 18894.7311 | 0.00067225 | 66 | Commercial_2022_Technical_GWh_Before Competition Groups_66 | Roof Insulation/Ceiling Insulation (R25 Code to R35) | 0.06723% | 0 | 12.702 | Commercial_2022_Technical_GWh_Before Competition Groups_Roof Insulation/Ceiling Insulation (R25 Code to R35)
Commercial | Com ¦ Water Source Heat Pump (4 ton) | 2022 | Technical | GWh | Before Competition Groups | 12.1952 | 0 | 0 | 18894.7311 | 0.00064543 | 67 | Commercial_2022_Technical_GWh_Before Competition Groups_67 | Water Source Heat Pump (4 ton) | 0.06454% | 0 | 12.1952 | Commercial_2022_Technical_GWh_Before Competition Groups_Water Source Heat Pump (4 ton)
Commercial | Com ¦ Evaporator Coil Defrost (Cooler) | 2022 | Technical | GWh | Before Competition Groups | 11.0939 | 0 | 0 | 18894.7311 | 0.00058714 | 68 | Commercial_2022_Technical_GWh_Before Competition Groups_68 | Evaporator Coil Defrost (Cooler) | 0.05871% | 0 | 11.0939 | Commercial_2022_Technical_GWh_Before Competition Groups_Evaporator Coil Defrost (Cooler)
Commercial | Com ¦ High Efficiency Small Instantaneous Water Heater | 2022 | Technical | GWh | Before Competition Groups | 9.3713 | 0 | 0 | 18894.7311 | 0.00049598 | 69 | Commercial_2022_Technical_GWh_Before Competition Groups_69 | High Efficiency Small Instantaneous Water Heater | 0.0496% | 0 | 9.3713 | Commercial_2022_Technical_GWh_Before Competition Groups_High Efficiency Small Instantaneous Water Heater
Commercial | Com ¦ ENERGY STAR Dishwasher | 2022 | Technical | GWh | Before Competition Groups | 8.9081 | 0 | 0 | 18894.7311 | 0.00047146 | 70 | Commercial_2022_Technical_GWh_Before Competition Groups_70 | ENERGY STAR Dishwasher | 0.04715% | 0 | 8.9081 | Commercial_2022_Technical_GWh_Before Competition Groups_ENERGY STAR Dishwasher
Commercial | Com ¦ LED RECESSED DOWNLIGHTS | 2022 | Technical | GWh | Before Competition Groups | 8.4528 | 0 | 0 | 18894.7311 | 0.00044736 | 71 | Commercial_2022_Technical_GWh_Before Competition Groups_71 | LED RECESSED DOWNLIGHTS | 0.04474% | 0 | 8.4528 | Commercial_2022_Technical_GWh_Before Competition Groups_LED RECESSED DOWNLIGHTS
Commercial | Com ¦ Ozone Laundry Treatment | 2022 | Technical | GWh | Before Competition Groups | 6.0845 | 0 | 0 | 18894.7311 | 0.00032202 | 72 | Commercial_2022_Technical_GWh_Before Competition Groups_72 | Ozone Laundry Treatment | 0.0322% | 0 | 6.0845 | Commercial_2022_Technical_GWh_Before Competition Groups_Ozone Laundry Treatment
Commercial | Com ¦ ENERGY STAR Fryer (84% eff) | 2022 | Technical | GWh | Before Competition Groups | 5.6037 | 0 | 0 | 18894.7311 | 0.00029657 | 73 | Commercial_2022_Technical_GWh_Before Competition Groups_73 | ENERGY STAR Fryer (84% eff) | 0.02966% | 0 | 5.6037 | Commercial_2022_Technical_GWh_Before Competition Groups_ENERGY STAR Fryer (84% eff)
Commercial | Com ¦ Efficient compressor motor | 2022 | Technical | GWh | Before Competition Groups | 5.2043 | 0 | 0 | 18894.7311 | 0.00027544 | 74 | Commercial_2022_Technical_GWh_Before Competition Groups_74 | Efficient compressor motor | 0.02754% | 0 | 5.2043 | Commercial_2022_Technical_GWh_Before Competition Groups_Efficient compressor motor
Commercial | Com ¦ SYNCHRONOUS BELT | 2022 | Technical | GWh | Before Competition Groups | 4.9146 | 0 | 0 | 18894.7311 | 0.0002601 | 75 | Commercial_2022_Technical_GWh_Before Competition Groups_75 | SYNCHRONOUS BELT | 0.02601% | 0 | 4.9146 | Commercial_2022_Technical_GWh_Before Competition Groups_SYNCHRONOUS BELT
Commercial | Com ¦ Demand controlled Circulating Systems | 2022 | Technical | GWh | Before Competition Groups | 4.543 | 0 | 0 | 18894.7311 | 0.00024044 | 76 | Commercial_2022_Technical_GWh_Before Competition Groups_76 | Demand controlled Circulating Systems | 0.02404% | 0 | 4.543 | Commercial_2022_Technical_GWh_Before Competition Groups_Demand controlled Circulating Systems
Commercial | Com ¦ ENERGY STAR Steam Cookers | 2022 | Technical | GWh | Before Competition Groups | 2.7454 | 0 | 0 | 18894.7311 | 0.0001453 | 77 | Commercial_2022_Technical_GWh_Before Competition Groups_77 | ENERGY STAR Steam Cookers | 0.01453% | 0 | 2.7454 | Commercial_2022_Technical_GWh_Before Competition Groups_ENERGY STAR Steam Cookers
Commercial | Com ¦ Wall Insulation | 2022 | Technical | GWh | Before Competition Groups | 2.6385 | 0 | 0 | 18894.7311 | 0.00013964 | 78 | Commercial_2022_Technical_GWh_Before Competition Groups_78 | Wall Insulation | 0.01396% | 0 | 2.6385 | Commercial_2022_Technical_GWh_Before Competition Groups_Wall Insulation
Commercial | Com ¦ Solar Preheat Make up Air | 2022 | Technical | GWh | Before Competition Groups | 2.6056 | 0 | 0 | 18894.7311 | 0.0001379 | 79 | Commercial_2022_Technical_GWh_Before Competition Groups_79 | Solar Preheat Make up Air | 0.01379% | 0 | 2.6056 | Commercial_2022_Technical_GWh_Before Competition Groups_Solar Preheat Make up Air
Commercial | Com ¦ ECM MOTORS FOR HVAC APPLICATION (FAN-POWERED VAV BOX) | 2022 | Technical | GWh | Before Competition Groups | 2.5498 | 0 | 0 | 18894.7311 | 0.00013495 | 80 | Commercial_2022_Technical_GWh_Before Competition Groups_80 | ECM MOTORS FOR HVAC APPLICATION (FAN-POWERED VAV BOX) | 0.01349% | 0 | 2.5498 | Commercial_2022_Technical_GWh_Before Competition Groups_ECM MOTORS FOR HVAC APPLICATION (FAN-POWERED VAV BOX)
Commercial | Com ¦ Notched V belts for HVAC Systems | 2022 | Technical | GWh | Before Competition Groups | 2.4573 | 0 | 0 | 18894.7311 | 0.00013005 | 81 | Commercial_2022_Technical_GWh_Before Competition Groups_81 | Notched V belts for HVAC Systems | 0.01301% | 0 | 2.4573 | Commercial_2022_Technical_GWh_Before Competition Groups_Notched V belts for HVAC Systems
Commercial | Com ¦ Thermostat Setback | 2022 | Technical | GWh | Before Competition Groups | 1.5313 | 0 | 0 | 18894.7311 | 8.1043e-05 | 82 | Commercial_2022_Technical_GWh_Before Competition Groups_82 | Thermostat Setback | 0.008104% | 0 | 1.5313 | Commercial_2022_Technical_GWh_Before Competition Groups_Thermostat Setback
Commercial | Com ¦ Solar Water Preheat (Pools/DHW) | 2022 | Technical | GWh | Before Competition Groups | 1.2585 | 0 | 0 | 18894.7311 | 6.6607e-05 | 83 | Commercial_2022_Technical_GWh_Before Competition Groups_83 | Solar Water Preheat (Pools/DHW) | 0.006661% | 0 | 1.2585 | Commercial_2022_Technical_GWh_Before Competition Groups_Solar Water Preheat (Pools/DHW)
Commercial | Com ¦ Auto Off Time Switch or Time Clock control | 2022 | Technical | GWh | Before Competition Groups | 1.2533 | 0 | 0 | 18894.7311 | 6.6332e-05 | 84 | Commercial_2022_Technical_GWh_Before Competition Groups_84 | Auto Off Time Switch or Time Clock control | 0.006633% | 0 | 1.2533 | Commercial_2022_Technical_GWh_Before Competition Groups_Auto Off Time Switch or Time Clock control
Commercial | Com ¦ Heat Pump Water Heater (50 Gallons) | 2022 | Technical | GWh | Before Competition Groups | 1.1379 | 0 | 0 | 18894.7311 | 6.0223e-05 | 85 | Commercial_2022_Technical_GWh_Before Competition Groups_85 | Heat Pump Water Heater (50 Gallons) | 0.006022% | 0 | 1.1379 | Commercial_2022_Technical_GWh_Before Competition Groups_Heat Pump Water Heater (50 Gallons)
Commercial | Com ¦ Room AC (w/ louvered sides) 14 SEER from 12 SEER code | 2022 | Technical | GWh | Before Competition Groups | 1.0717 | 0 | 0 | 18894.7311 | 5.6717e-05 | 86 | Commercial_2022_Technical_GWh_Before Competition Groups_86 | Room AC (w/ louvered sides) 14 SEER from 12 SEER code | 0.005672% | 0 | 1.0717 | Commercial_2022_Technical_GWh_Before Competition Groups_Room AC (w/ louvered sides) 14 SEER from 12 SEER code
Commercial | Com ¦ PTAC (12 EER/10,000 BTU) | 2022 | Technical | GWh | Before Competition Groups | 1.0614 | 0 | 0 | 18894.7311 | 5.6174e-05 | 87 | Commercial_2022_Technical_GWh_Before Competition Groups_87 | PTAC (12 EER/10,000 BTU) | 0.005617% | 0 | 1.0614 | Commercial_2022_Technical_GWh_Before Competition Groups_PTAC (12 EER/10,000 BTU)
Commercial | Com ¦ Commercial Hot Food Holding Cabinets | 2022 | Technical | GWh | Before Competition Groups | 0.803 | 0 | 0 | 18894.7311 | 4.2499e-05 | 88 | Commercial_2022_Technical_GWh_Before Competition Groups_88 | Commercial Hot Food Holding Cabinets | 0.00425% | 0 | 0.803 | Commercial_2022_Technical_GWh_Before Competition Groups_Commercial Hot Food Holding Cabinets
Commercial | Com ¦ CEE Tier 2/Energy Star Clothes Washers | 2022 | Technical | GWh | Before Competition Groups | 0.68771 | 0 | 0 | 18894.7311 | 3.6397e-05 | 89 | Commercial_2022_Technical_GWh_Before Competition Groups_89 | CEE Tier 2/Energy Star Clothes Washers | 0.00364% | 0 | 0.68771 | Commercial_2022_Technical_GWh_Before Competition Groups_CEE Tier 2/Energy Star Clothes Washers
Commercial | Com ¦ HVAC Optimization | 2022 | Technical | GWh | Before Competition Groups | 0.53957 | 0 | 0 | 18894.7311 | 2.8557e-05 | 90 | Commercial_2022_Technical_GWh_Before Competition Groups_90 | HVAC Optimization | 0.002856% | 0 | 0.53957 | Commercial_2022_Technical_GWh_Before Competition Groups_HVAC Optimization
Commercial | Com ¦ Low Flow Pre-Rinse Spray Nozzle | 2022 | Technical | GWh | Before Competition Groups | 0.52703 | 0 | 0 | 18894.7311 | 2.7893e-05 | 91 | Commercial_2022_Technical_GWh_Before Competition Groups_91 | Low Flow Pre-Rinse Spray Nozzle | 0.002789% | 0 | 0.52703 | Commercial_2022_Technical_GWh_Before Competition Groups_Low Flow Pre-Rinse Spray Nozzle
Commercial | COM ¦ Ductless Mini-Split Heat Pumps | 2022 | Technical | GWh | Before Competition Groups | 0.49077 | 0 | 0 | 18894.7311 | 2.5974e-05 | 92 | Commercial_2022_Technical_GWh_Before Competition Groups_92 | Ductless Mini-Split Heat Pumps | 0.002597% | 0 | 0.49077 | Commercial_2022_Technical_GWh_Before Competition Groups_Ductless Mini-Split Heat Pumps
Commercial | Com ¦ Solar Electric Water Heater (50 Gallon) | 2022 | Technical | GWh | Before Competition Groups | 0.48834 | 0 | 0 | 18894.7311 | 2.5845e-05 | 93 | Commercial_2022_Technical_GWh_Before Competition Groups_93 | Solar Electric Water Heater (50 Gallon) | 0.002585% | 0 | 0.48834 | Commercial_2022_Technical_GWh_Before Competition Groups_Solar Electric Water Heater (50 Gallon)
Commercial | Com ¦ High Efficiency Chiller (avg of water and air cooled) | 2022 | Technical | GWh | Before Competition Groups | 0.21429 | 0 | 0 | 18894.7311 | 1.1342e-05 | 94 | Commercial_2022_Technical_GWh_Before Competition Groups_94 | High Efficiency Chiller (avg of water and air cooled) | 0.001134% | 0 | 0.21429 | Commercial_2022_Technical_GWh_Before Competition Groups_High Efficiency Chiller (avg of water and air cooled)
Commercial | Com ¦ EC Plug Fan for Data Center (under cabinet) | 2022 | Technical | GWh | Before Competition Groups | 0.17536 | 0 | 0 | 18894.7311 | 9.2811e-06 | 95 | Commercial_2022_Technical_GWh_Before Competition Groups_95 | EC Plug Fan for Data Center (under cabinet) | 0.0009281% | 0 | 0.17536 | Commercial_2022_Technical_GWh_Before Competition Groups_EC Plug Fan for Data Center (under cabinet)
Commercial | Com ¦ Exterior Photocell | 2022 | Technical | GWh | Before Competition Groups | 0.075362 | 0 | 0 | 18894.7311 | 3.9885e-06 | 96 | Commercial_2022_Technical_GWh_Before Competition Groups_96 | Exterior Photocell | 0.0003989% | 0 | 0.075362 | Commercial_2022_Technical_GWh_Before Competition Groups_Exterior Photocell
Commercial | Com ¦ eCube | 2022 | Technical | GWh | Before Competition Groups | 0.073084 | 0 | 0 | 18894.7311 | 3.868e-06 | 97 | Commercial_2022_Technical_GWh_Before Competition Groups_97 | eCube | 0.0003868% | 0 | 0.073084 | Commercial_2022_Technical_GWh_Before Competition Groups_eCube
Commercial | Com ¦ Air Curtains | 2022 | Technical | GWh | Before Competition Groups | 0.049884 | 0 | 0 | 18894.7311 | 2.6401e-06 | 98 | Commercial_2022_Technical_GWh_Before Competition Groups_98 | Air Curtains | 0.000264% | 0 | 0.049884 | Commercial_2022_Technical_GWh_Before Competition Groups_Air Curtains
Commercial | Com ¦ VSD Air Compressor | 2022 | Technical | GWh | Before Competition Groups | 0.019199 | 0 | 0 | 18894.7311 | 1.0161e-06 | 99 | Commercial_2022_Technical_GWh_Before Competition Groups_99 | VSD Air Compressor | 0.0001016% | 0 | 0.019199 | Commercial_2022_Technical_GWh_Before Competition Groups_VSD Air Compressor
Commercial | Com ¦ High Efficiency Induction Cooking | 2022 | Technical | GWh | Before Competition Groups | 0.0061698 | 0 | 0 | 18894.7311 | 3.2654e-07 | 100 | Commercial_2022_Technical_GWh_Before Competition Groups_100 | High Efficiency Induction Cooking | 3.265e-05% | 0 | 0.0061698 | Commercial_2022_Technical_GWh_Before Competition Groups_High Efficiency Induction Cooking
Commercial | Com ¦ Electric Convection Combination Ovens | 2022 | Technical | GWh | Before Competition Groups | 0.0014782 | 0 | 0 | 18894.7311 | 7.8233e-08 | 101 | Commercial_2022_Technical_GWh_Before Competition Groups_101 | Electric Convection Combination Ovens | 7.823e-06% | 0 | 0.0014782 | Commercial_2022_Technical_GWh_Before Competition Groups_Electric Convection Combination Ovens
Commercial | Com ¦ Building Recommissioning, Operations and Maintenance (O&M) Improvements | 2023 | Economic | GWh | Before Competition Groups | 2348.9016 | 0 | 0 | 12829.586 | 0.18308 | 1 | Commercial_2023_Economic_GWh_Before Competition Groups_1 | Building Recommissioning, Operations and Maintenance (O&M) Improvements | 18.31% | 0 | 2348.9016 | Commercial_2023_Economic_GWh_Before Competition Groups_Building Recommissioning, Operations and Maintenance (O&M) Improvements
Commercial | Com ¦ LED Low/High Bay | 2023 | Economic | GWh | Before Competition Groups | 1049.4398 | 0 | 0 | 12829.586 | 0.081798 | 2 | Commercial_2023_Economic_GWh_Before Competition Groups_2 | LED Low/High Bay | 8.18% | 0 | 1049.4398 | Commercial_2023_Economic_GWh_Before Competition Groups_LED Low/High Bay
Commercial | Com ¦ LED Troffer/Surface/Suspended | 2023 | Economic | GWh | Before Competition Groups | 1035.8808 | 0 | 0 | 12829.586 | 0.080742 | 3 | Commercial_2023_Economic_GWh_Before Competition Groups_3 | LED Troffer/Surface/Suspended | 8.074% | 0 | 1035.8808 | Commercial_2023_Economic_GWh_Before Competition Groups_LED Troffer/Surface/Suspended
Commercial | Com ¦ ENERGY STAR LED LAMPS (REFLECTOR LAMPs/MR16/PAR 16) | 2023 | Economic | GWh | Before Competition Groups | 884.1937 | 0 | 0 | 12829.586 | 0.068918 | 4 | Commercial_2023_Economic_GWh_Before Competition Groups_4 | ENERGY STAR LED LAMPS (REFLECTOR LAMPs/MR16/PAR 16) | 6.892% | 0 | 884.1937 | Commercial_2023_Economic_GWh_Before Competition Groups_ENERGY STAR LED LAMPS (REFLECTOR LAMPs/MR16/PAR 16)
Commercial | Com ¦ Education and Capacity Building/Energy Behavior | 2023 | Economic | GWh | Before Competition Groups | 871.2634 | 0 | 0 | 12829.586 | 0.06791 | 5 | Commercial_2023_Economic_GWh_Before Competition Groups_5 | Education and Capacity Building/Energy Behavior | 6.791% | 0 | 871.2634 | Commercial_2023_Economic_GWh_Before Competition Groups_Education and Capacity Building/Energy Behavior
Commercial | Com ¦ Furnace Tune-Up | 2023 | Economic | GWh | Before Competition Groups | 644.9935 | 0 | 0 | 12829.586 | 0.050274 | 6 | Commercial_2023_Economic_GWh_Before Competition Groups_6 | Furnace Tune-Up | 5.027% | 0 | 644.9935 | Commercial_2023_Economic_GWh_Before Competition Groups_Furnace Tune-Up
Commercial | Com ¦ LED EXTERIOR AREA LIGHTS - LED fixture (200W) | 2023 | Economic | GWh | Before Competition Groups | 540.446 | 0 | 0 | 12829.586 | 0.042125 | 7 | Commercial_2023_Economic_GWh_Before Competition Groups_7 | LED EXTERIOR AREA LIGHTS - LED fixture (200W) | 4.212% | 0 | 540.446 | Commercial_2023_Economic_GWh_Before Competition Groups_LED EXTERIOR AREA LIGHTS - LED fixture (200W)
Commercial | Com ¦ LED parking lot fixture | 2023 | Economic | GWh | Before Competition Groups | 526.3738 | 0 | 0 | 12829.586 | 0.041028 | 8 | Commercial_2023_Economic_GWh_Before Competition Groups_8 | LED parking lot fixture | 4.103% | 0 | 526.3738 | Commercial_2023_Economic_GWh_Before Competition Groups_LED parking lot fixture
Commercial | Com ¦ LLLC - Low Impact Application | 2023 | Economic | GWh | Before Competition Groups | 331.3902 | 0 | 0 | 12829.586 | 0.02583 | 9 | Commercial_2023_Economic_GWh_Before Competition Groups_9 | LLLC - Low Impact Application | 2.583% | 0 | 331.3902 | Commercial_2023_Economic_GWh_Before Competition Groups_LLLC - Low Impact Application
Commercial | Com ¦ Advanced BAS/Controllers | 2023 | Economic | GWh | Before Competition Groups | 316.7234 | 0 | 0 | 12829.586 | 0.024687 | 10 | Commercial_2023_Economic_GWh_Before Competition Groups_10 | Advanced BAS/Controllers | 2.469% | 0 | 316.7234 | Commercial_2023_Economic_GWh_Before Competition Groups_Advanced BAS/Controllers
Commercial | Com ¦ LED street light fixture | 2023 | Economic | GWh | Before Competition Groups | 312.3 | 0 | 0 | 12829.586 | 0.024342 | 11 | Commercial_2023_Economic_GWh_Before Competition Groups_11 | LED street light fixture | 2.434% | 0 | 312.3 | Commercial_2023_Economic_GWh_Before Competition Groups_LED street light fixture
Commercial | Com ¦ LED Replacement Lamp (Tube) | 2023 | Economic | GWh | Before Competition Groups | 289.6147 | 0 | 0 | 12829.586 | 0.022574 | 12 | Commercial_2023_Economic_GWh_Before Competition Groups_12 | LED Replacement Lamp (Tube) | 2.257% | 0 | 289.6147 | Commercial_2023_Economic_GWh_Before Competition Groups_LED Replacement Lamp (Tube)
Commercial | Com ¦ High Efficiency Air Source Heat Pump | 2023 | Economic | GWh | Before Competition Groups | 268.5034 | 0 | 0 | 12829.586 | 0.020928 | 13 | Commercial_2023_Economic_GWh_Before Competition Groups_13 | High Efficiency Air Source Heat Pump | 2.093% | 0 | 268.5034 | Commercial_2023_Economic_GWh_Before Competition Groups_High Efficiency Air Source Heat Pump
Commercial | Com ¦ LLLC - High Impact Application | 2023 | Economic | GWh | Before Competition Groups | 245.7464 | 0 | 0 | 12829.586 | 0.019155 | 14 | Commercial_2023_Economic_GWh_Before Competition Groups_14 | LLLC - High Impact Application | 1.915% | 0 | 245.7464 | Commercial_2023_Economic_GWh_Before Competition Groups_LLLC - High Impact Application
Commercial | Com ¦ Data Center Storage/Server Virtualization | 2023 | Economic | GWh | Before Competition Groups | 238.0043 | 0 | 0 | 12829.586 | 0.018551 | 15 | Commercial_2023_Economic_GWh_Before Competition Groups_15 | Data Center Storage/Server Virtualization | 1.855% | 0 | 238.0043 | Commercial_2023_Economic_GWh_Before Competition Groups_Data Center Storage/Server Virtualization
Commercial | Com ¦ Demand Control Ventilation | 2023 | Economic | GWh | Before Competition Groups | 236.3144 | 0 | 0 | 12829.586 | 0.018419 | 16 | Commercial_2023_Economic_GWh_Before Competition Groups_16 | Demand Control Ventilation | 1.842% | 0 | 236.3144 | Commercial_2023_Economic_GWh_Before Competition Groups_Demand Control Ventilation
Commercial | Com ¦ Strip Curtains | 2023 | Economic | GWh | Before Competition Groups | 231.6619 | 0 | 0 | 12829.586 | 0.018057 | 17 | Commercial_2023_Economic_GWh_Before Competition Groups_17 | Strip Curtains | 1.806% | 0 | 231.6619 | Commercial_2023_Economic_GWh_Before Competition Groups_Strip Curtains
Commercial | Com ¦ Variable Frequency Drive (VFD) | 2023 | Economic | GWh | Before Competition Groups | 213.7923 | 0 | 0 | 12829.586 | 0.016664 | 18 | Commercial_2023_Economic_GWh_Before Competition Groups_18 | Variable Frequency Drive (VFD) | 1.666% | 0 | 213.7923 | Commercial_2023_Economic_GWh_Before Competition Groups_Variable Frequency Drive (VFD)
Commercial | Com ¦ VFD on Pumps | 2023 | Economic | GWh | Before Competition Groups | 200.0842 | 0 | 0 | 12829.586 | 0.015596 | 19 | Commercial_2023_Economic_GWh_Before Competition Groups_19 | VFD on Pumps | 1.56% | 0 | 200.0842 | Commercial_2023_Economic_GWh_Before Competition Groups_VFD on Pumps
Commercial | Com ¦ Centrally controlled desktop PC/NETWORK PC POWER MANAGEMENT SOFTWARE | 2023 | Economic | GWh | Before Competition Groups | 168.1763 | 0 | 0 | 12829.586 | 0.013108 | 20 | Commercial_2023_Economic_GWh_Before Competition Groups_20 | Centrally controlled desktop PC/NETWORK PC POWER MANAGEMENT SOFTWARE | 1.311% | 0 | 168.1763 | Commercial_2023_Economic_GWh_Before Competition Groups_Centrally controlled desktop PC/NETWORK PC POWER MANAGEMENT SOFTWARE
Commercial | Com ¦ Air Handler with Dedicated Outdoor Air Systems | 2023 | Economic | GWh | Before Competition Groups | 163.1743 | 0 | 0 | 12829.586 | 0.012719 | 21 | Commercial_2023_Economic_GWh_Before Competition Groups_21 | Air Handler with Dedicated Outdoor Air Systems | 1.272% | 0 | 163.1743 | Commercial_2023_Economic_GWh_Before Competition Groups_Air Handler with Dedicated Outdoor Air Systems
Commercial | Com ¦ LED or Equivalent Sign Lighting | 2023 | Economic | GWh | Before Competition Groups | 141.2852 | 0 | 0 | 12829.586 | 0.011012 | 22 | Commercial_2023_Economic_GWh_Before Competition Groups_22 | LED or Equivalent Sign Lighting | 1.101% | 0 | 141.2852 | Commercial_2023_Economic_GWh_Before Competition Groups_LED or Equivalent Sign Lighting
Commercial | Com ¦ Adaptive Thermostats | 2023 | Economic | GWh | Before Competition Groups | 135.8797 | 0 | 0 | 12829.586 | 0.010591 | 23 | Commercial_2023_Economic_GWh_Before Competition Groups_23 | Adaptive Thermostats | 1.059% | 0 | 135.8797 | Commercial_2023_Economic_GWh_Before Competition Groups_Adaptive Thermostats
Commercial | Com ¦ Reach-in Shaded Pole to ECM/PSC Evaporator Fan Motor | 2023 | Economic | GWh | Before Competition Groups | 135.1962 | 0 | 0 | 12829.586 | 0.010538 | 24 | Commercial_2023_Economic_GWh_Before Competition Groups_24 | Reach-in Shaded Pole to ECM/PSC Evaporator Fan Motor | 1.054% | 0 | 135.1962 | Commercial_2023_Economic_GWh_Before Competition Groups_Reach-in Shaded Pole to ECM/PSC Evaporator Fan Motor
Commercial | Com ¦ ENERGY STAR LED LAMPS (General Service Lamps) | 2023 | Economic | GWh | Before Competition Groups | 110.2101 | 0 | 0 | 12829.586 | 0.0085903 | 25 | Commercial_2023_Economic_GWh_Before Competition Groups_25 | ENERGY STAR LED LAMPS (General Service Lamps) | 0.859% | 0 | 110.2101 | Commercial_2023_Economic_GWh_Before Competition Groups_ENERGY STAR LED LAMPS (General Service Lamps)
Commercial | Com ¦ ECM MOTORS FOR EVAPORATOR FANS for refrigeration (WALK-IN) | 2023 | Economic | GWh | Before Competition Groups | 101.2778 | 0 | 0 | 12829.586 | 0.0078941 | 26 | Commercial_2023_Economic_GWh_Before Competition Groups_26 | ECM MOTORS FOR EVAPORATOR FANS for refrigeration (WALK-IN) | 0.7894% | 0 | 101.2778 | Commercial_2023_Economic_GWh_Before Competition Groups_ECM MOTORS FOR EVAPORATOR FANS for refrigeration (WALK-IN)
Commercial | Com ¦ Condensing Unit Heaters or other Efficient Unit Heating System | 2023 | Economic | GWh | Before Competition Groups | 97.0622 | 0 | 0 | 12829.586 | 0.0075655 | 27 | Commercial_2023_Economic_GWh_Before Competition Groups_27 | Condensing Unit Heaters or other Efficient Unit Heating System | 0.7565% | 0 | 97.0622 | Commercial_2023_Economic_GWh_Before Competition Groups_Condensing Unit Heaters or other Efficient Unit Heating System
Commercial | Com ¦ Refrigerated Display Case Doors | 2023 | Economic | GWh | Before Competition Groups | 87.1169 | 0 | 0 | 12829.586 | 0.0067903 | 28 | Commercial_2023_Economic_GWh_Before Competition Groups_28 | Refrigerated Display Case Doors | 0.679% | 0 | 87.1169 | Commercial_2023_Economic_GWh_Before Competition Groups_Refrigerated Display Case Doors
Commercial | Com ¦ Freezer Case Light Sensor | 2023 | Economic | GWh | Before Competition Groups | 83.4142 | 0 | 0 | 12829.586 | 0.0065017 | 29 | Commercial_2023_Economic_GWh_Before Competition Groups_29 | Freezer Case Light Sensor | 0.6502% | 0 | 83.4142 | Commercial_2023_Economic_GWh_Before Competition Groups_Freezer Case Light Sensor
Commercial | Com ¦ Evaporator Fan Controls | 2023 | Economic | GWh | Before Competition Groups | 81.3669 | 0 | 0 | 12829.586 | 0.0063421 | 30 | Commercial_2023_Economic_GWh_Before Competition Groups_30 | Evaporator Fan Controls | 0.6342% | 0 | 81.3669 | Commercial_2023_Economic_GWh_Before Competition Groups_Evaporator Fan Controls
Commercial | Com ¦ Refrigerated Display Case LED | 2023 | Economic | GWh | Before Competition Groups | 80.8793 | 0 | 0 | 12829.586 | 0.0063041 | 31 | Commercial_2023_Economic_GWh_Before Competition Groups_31 | Refrigerated Display Case LED | 0.6304% | 0 | 80.8793 | Commercial_2023_Economic_GWh_Before Competition Groups_Refrigerated Display Case LED
Commercial | Com ¦ Unitary Air-Conditioning Unit | 2023 | Economic | GWh | Before Competition Groups | 80.222 | 0 | 0 | 12829.586 | 0.0062529 | 32 | Commercial_2023_Economic_GWh_Before Competition Groups_32 | Unitary Air-Conditioning Unit | 0.6253% | 0 | 80.222 | Commercial_2023_Economic_GWh_Before Competition Groups_Unitary Air-Conditioning Unit
Commercial | Com ¦ Demand Control Kitchen Ventilation | 2023 | Economic | GWh | Before Competition Groups | 73.7657 | 0 | 0 | 12829.586 | 0.0057497 | 33 | Commercial_2023_Economic_GWh_Before Competition Groups_33 | Demand Control Kitchen Ventilation | 0.575% | 0 | 73.7657 | Commercial_2023_Economic_GWh_Before Competition Groups_Demand Control Kitchen Ventilation
Commercial | Com ¦ Occupancy Sensors | 2023 | Economic | GWh | Before Competition Groups | 70.5602 | 0 | 0 | 12829.586 | 0.0054998 | 34 | Commercial_2023_Economic_GWh_Before Competition Groups_34 | Occupancy Sensors | 0.55% | 0 | 70.5602 | Commercial_2023_Economic_GWh_Before Competition Groups_Occupancy Sensors
Commercial | Com ¦ Networked/Connected - Low Impact Application | 2023 | Economic | GWh | Before Competition Groups | 36.718 | 0 | 0 | 12829.586 | 0.002862 | 35 | Commercial_2023_Economic_GWh_Before Competition Groups_35 | Networked/Connected - Low Impact Application | 0.2862% | 0 | 36.718 | Commercial_2023_Economic_GWh_Before Competition Groups_Networked/Connected - Low Impact Application
Commercial | Com ¦ Elec Storage WH 2.30 Et | 2023 | Economic | GWh | Before Competition Groups | 35.7913 | 0 | 0 | 12829.586 | 0.0027897 | 36 | Commercial_2023_Economic_GWh_Before Competition Groups_36 | Elec Storage WH 2.30 Et | 0.279% | 0 | 35.7913 | Commercial_2023_Economic_GWh_Before Competition Groups_Elec Storage WH 2.30 Et
Commercial | Com ¦ BEVERAGE VENDING MACHINE CONTROLS | 2023 | Economic | GWh | Before Competition Groups | 34.3974 | 0 | 0 | 12829.586 | 0.0026811 | 37 | Commercial_2023_Economic_GWh_Before Competition Groups_37 | BEVERAGE VENDING MACHINE CONTROLS | 0.2681% | 0 | 34.3974 | Commercial_2023_Economic_GWh_Before Competition Groups_BEVERAGE VENDING MACHINE CONTROLS
Commercial | Com ¦ Temperature Adjustment in Commercial Freezers | 2023 | Economic | GWh | Before Competition Groups | 31.1138 | 0 | 0 | 12829.586 | 0.0024252 | 38 | Commercial_2023_Economic_GWh_Before Competition Groups_38 | Temperature Adjustment in Commercial Freezers | 0.2425% | 0 | 31.1138 | Commercial_2023_Economic_GWh_Before Competition Groups_Temperature Adjustment in Commercial Freezers
Commercial | Com ¦ Networked/Connected - High Impact Application | 2023 | Economic | GWh | Before Competition Groups | 30.756 | 0 | 0 | 12829.586 | 0.0023973 | 39 | Commercial_2023_Economic_GWh_Before Competition Groups_39 | Networked/Connected - High Impact Application | 0.2397% | 0 | 30.756 | Commercial_2023_Economic_GWh_Before Competition Groups_Networked/Connected - High Impact Application
Commercial | Com ¦ Energy Efficient Laboratory Fume Hood | 2023 | Economic | GWh | Before Competition Groups | 27.7115 | 0 | 0 | 12829.586 | 0.00216 | 40 | Commercial_2023_Economic_GWh_Before Competition Groups_40 | Energy Efficient Laboratory Fume Hood | 0.216% | 0 | 27.7115 | Commercial_2023_Economic_GWh_Before Competition Groups_Energy Efficient Laboratory Fume Hood
Commercial | Com ¦ CO Sensors for parking garage exhaust fans | 2023 | Economic | GWh | Before Competition Groups | 27.4115 | 0 | 0 | 12829.586 | 0.0021366 | 41 | Commercial_2023_Economic_GWh_Before Competition Groups_41 | CO Sensors for parking garage exhaust fans | 0.2137% | 0 | 27.4115 | Commercial_2023_Economic_GWh_Before Competition Groups_CO Sensors for parking garage exhaust fans
Commercial | Com ¦ Vertical Night Covers | 2023 | Economic | GWh | Before Competition Groups | 24.1359 | 0 | 0 | 12829.586 | 0.0018813 | 42 | Commercial_2023_Economic_GWh_Before Competition Groups_42 | Vertical Night Covers | 0.1881% | 0 | 24.1359 | Commercial_2023_Economic_GWh_Before Competition Groups_Vertical Night Covers
Commercial | Com ¦ Duct Insulation, R8 | 2023 | Economic | GWh | Before Competition Groups | 21.4874 | 0 | 0 | 12829.586 | 0.0016748 | 43 | Commercial_2023_Economic_GWh_Before Competition Groups_43 | Duct Insulation, R8 | 0.1675% | 0 | 21.4874 | Commercial_2023_Economic_GWh_Before Competition Groups_Duct Insulation, R8
Commercial | Com ¦ Water Heating (DHW) Pipe Insulation (Add 3/4\ Foam)" | 2023 | Economic | GWh | Before Competition Groups | 20.7741 | 0 | 0 | 12829.586 | 0.0016192 | 44 | Commercial_2023_Economic_GWh_Before Competition Groups_44 | Water Heating (DHW) Pipe Insulation (Add 3/4\ Foam)" | 0.1619% | 0 | 20.7741 | Commercial_2023_Economic_GWh_Before Competition Groups_Water Heating (DHW) Pipe Insulation (Add 3/4\ Foam)"
Commercial | Com ¦ ENERGY STAR Griddle (74% eff) | 2023 | Economic | GWh | Before Competition Groups | 19.3334 | 0 | 0 | 12829.586 | 0.0015069 | 45 | Commercial_2023_Economic_GWh_Before Competition Groups_45 | ENERGY STAR Griddle (74% eff) | 0.1507% | 0 | 19.3334 | Commercial_2023_Economic_GWh_Before Competition Groups_ENERGY STAR Griddle (74% eff)
Commercial | Com ¦ Chilled Water Optimization | 2023 | Economic | GWh | Before Competition Groups | 19.2343 | 0 | 0 | 12829.586 | 0.0014992 | 46 | Commercial_2023_Economic_GWh_Before Competition Groups_46 | Chilled Water Optimization | 0.1499% | 0 | 19.2343 | Commercial_2023_Economic_GWh_Before Competition Groups_Chilled Water Optimization
Commercial | Com ¦ Outside Air Economizer | 2023 | Economic | GWh | Before Competition Groups | 16.0938 | 0 | 0 | 12829.586 | 0.0012544 | 47 | Commercial_2023_Economic_GWh_Before Competition Groups_47 | Outside Air Economizer | 0.1254% | 0 | 16.0938 | Commercial_2023_Economic_GWh_Before Competition Groups_Outside Air Economizer
Commercial | Com ¦ Water Source Heat Pump (4 ton) | 2023 | Economic | GWh | Before Competition Groups | 14.746 | 0 | 0 | 12829.586 | 0.0011494 | 48 | Commercial_2023_Economic_GWh_Before Competition Groups_48 | Water Source Heat Pump (4 ton) | 0.1149% | 0 | 14.746 | Commercial_2023_Economic_GWh_Before Competition Groups_Water Source Heat Pump (4 ton)
Commercial | Com ¦ Door Gasket Freezer/Refrigerator | 2023 | Economic | GWh | Before Competition Groups | 13.3444 | 0 | 0 | 12829.586 | 0.0010401 | 49 | Commercial_2023_Economic_GWh_Before Competition Groups_49 | Door Gasket Freezer/Refrigerator | 0.104% | 0 | 13.3444 | Commercial_2023_Economic_GWh_Before Competition Groups_Door Gasket Freezer/Refrigerator
Commercial | Com ¦ Suction Pipe Insulation Freezer/Refrigerator | 2023 | Economic | GWh | Before Competition Groups | 13.1912 | 0 | 0 | 12829.586 | 0.0010282 | 50 | Commercial_2023_Economic_GWh_Before Competition Groups_50 | Suction Pipe Insulation Freezer/Refrigerator | 0.1028% | 0 | 13.1912 | Commercial_2023_Economic_GWh_Before Competition Groups_Suction Pipe Insulation Freezer/Refrigerator
Commercial | Com ¦ ENERGY STAR Dishwasher | 2023 | Economic | GWh | Before Competition Groups | 9.3021 | 0 | 0 | 12829.586 | 0.00072505 | 51 | Commercial_2023_Economic_GWh_Before Competition Groups_51 | ENERGY STAR Dishwasher | 0.0725% | 0 | 9.3021 | Commercial_2023_Economic_GWh_Before Competition Groups_ENERGY STAR Dishwasher
Commercial | Com ¦ ENERGY STAR Fryer (84% eff) | 2023 | Economic | GWh | Before Competition Groups | 6.7712 | 0 | 0 | 12829.586 | 0.00052778 | 52 | Commercial_2023_Economic_GWh_Before Competition Groups_52 | ENERGY STAR Fryer (84% eff) | 0.05278% | 0 | 6.7712 | Commercial_2023_Economic_GWh_Before Competition Groups_ENERGY STAR Fryer (84% eff)
Commercial | Com ¦ Ozone Laundry Treatment | 2023 | Economic | GWh | Before Competition Groups | 6.1202 | 0 | 0 | 12829.586 | 0.00047704 | 53 | Commercial_2023_Economic_GWh_Before Competition Groups_53 | Ozone Laundry Treatment | 0.0477% | 0 | 6.1202 | Commercial_2023_Economic_GWh_Before Competition Groups_Ozone Laundry Treatment
Commercial | Com ¦ Demand controlled Circulating Systems | 2023 | Economic | GWh | Before Competition Groups | 4.4517 | 0 | 0 | 12829.586 | 0.00034699 | 54 | Commercial_2023_Economic_GWh_Before Competition Groups_54 | Demand controlled Circulating Systems | 0.0347% | 0 | 4.4517 | Commercial_2023_Economic_GWh_Before Competition Groups_Demand controlled Circulating Systems
Commercial | Com ¦ High Efficiency Small Instantaneous Water Heater | 2023 | Economic | GWh | Before Competition Groups | 3.5678 | 0 | 0 | 12829.586 | 0.00027809 | 55 | Commercial_2023_Economic_GWh_Before Competition Groups_55 | High Efficiency Small Instantaneous Water Heater | 0.02781% | 0 | 3.5678 | Commercial_2023_Economic_GWh_Before Competition Groups_High Efficiency Small Instantaneous Water Heater
Commercial | Com ¦ ENERGY STAR Steam Cookers | 2023 | Economic | GWh | Before Competition Groups | 3.3173 | 0 | 0 | 12829.586 | 0.00025856 | 56 | Commercial_2023_Economic_GWh_Before Competition Groups_56 | ENERGY STAR Steam Cookers | 0.02586% | 0 | 3.3173 | Commercial_2023_Economic_GWh_Before Competition Groups_ENERGY STAR Steam Cookers
Commercial | Com ¦ ECM MOTORS FOR HVAC APPLICATION (FAN-POWERED VAV BOX) | 2023 | Economic | GWh | Before Competition Groups | 2.481 | 0 | 0 | 12829.586 | 0.00019338 | 57 | Commercial_2023_Economic_GWh_Before Competition Groups_57 | ECM MOTORS FOR HVAC APPLICATION (FAN-POWERED VAV BOX) | 0.01934% | 0 | 2.481 | Commercial_2023_Economic_GWh_Before Competition Groups_ECM MOTORS FOR HVAC APPLICATION (FAN-POWERED VAV BOX)
Commercial | Com ¦ Notched V belts for HVAC Systems | 2023 | Economic | GWh | Before Competition Groups | 1.7753 | 0 | 0 | 12829.586 | 0.00013838 | 58 | Commercial_2023_Economic_GWh_Before Competition Groups_58 | Notched V belts for HVAC Systems | 0.01384% | 0 | 1.7753 | Commercial_2023_Economic_GWh_Before Competition Groups_Notched V belts for HVAC Systems
Commercial | Com ¦ Thermostat Setback | 2023 | Economic | GWh | Before Competition Groups | 1.7344 | 0 | 0 | 12829.586 | 0.00013519 | 59 | Commercial_2023_Economic_GWh_Before Competition Groups_59 | Thermostat Setback | 0.01352% | 0 | 1.7344 | Commercial_2023_Economic_GWh_Before Competition Groups_Thermostat Setback
Commercial | Com ¦ Solar Water Preheat (Pools/DHW) | 2023 | Economic | GWh | Before Competition Groups | 1.5357 | 0 | 0 | 12829.586 | 0.0001197 | 60 | Commercial_2023_Economic_GWh_Before Competition Groups_60 | Solar Water Preheat (Pools/DHW) | 0.01197% | 0 | 1.5357 | Commercial_2023_Economic_GWh_Before Competition Groups_Solar Water Preheat (Pools/DHW)
Commercial | Com ¦ Condensing Make Up Air Unit | 2023 | Economic | GWh | Before Competition Groups | 1.3248 | 0 | 0 | 12829.586 | 0.00010326 | 61 | Commercial_2023_Economic_GWh_Before Competition Groups_61 | Condensing Make Up Air Unit | 0.01033% | 0 | 1.3248 | Commercial_2023_Economic_GWh_Before Competition Groups_Condensing Make Up Air Unit
Commercial | Com ¦ Auto Off Time Switch or Time Clock control | 2023 | Economic | GWh | Before Competition Groups | 1.2642 | 0 | 0 | 12829.586 | 9.8535e-05 | 62 | Commercial_2023_Economic_GWh_Before Competition Groups_62 | Auto Off Time Switch or Time Clock control | 0.009853% | 0 | 1.2642 | Commercial_2023_Economic_GWh_Before Competition Groups_Auto Off Time Switch or Time Clock control
Commercial | Com ¦ PTAC (12 EER/10,000 BTU) | 2023 | Economic | GWh | Before Competition Groups | 1.2057 | 0 | 0 | 12829.586 | 9.3977e-05 | 63 | Commercial_2023_Economic_GWh_Before Competition Groups_63 | PTAC (12 EER/10,000 BTU) | 0.009398% | 0 | 1.2057 | Commercial_2023_Economic_GWh_Before Competition Groups_PTAC (12 EER/10,000 BTU)
Commercial | Com ¦ CEE Tier 2/Energy Star Clothes Washers | 2023 | Economic | GWh | Before Competition Groups | 0.81018 | 0 | 0 | 12829.586 | 6.3149e-05 | 64 | Commercial_2023_Economic_GWh_Before Competition Groups_64 | CEE Tier 2/Energy Star Clothes Washers | 0.006315% | 0 | 0.81018 | Commercial_2023_Economic_GWh_Before Competition Groups_CEE Tier 2/Energy Star Clothes Washers
Commercial | Com ¦ Low Flow Pre-Rinse Spray Nozzle | 2023 | Economic | GWh | Before Competition Groups | 0.60016 | 0 | 0 | 12829.586 | 4.6779e-05 | 65 | Commercial_2023_Economic_GWh_Before Competition Groups_65 | Low Flow Pre-Rinse Spray Nozzle | 0.004678% | 0 | 0.60016 | Commercial_2023_Economic_GWh_Before Competition Groups_Low Flow Pre-Rinse Spray Nozzle
Commercial | COM ¦ Ductless Mini-Split Heat Pumps | 2023 | Economic | GWh | Before Competition Groups | 0.59547 | 0 | 0 | 12829.586 | 4.6414e-05 | 66 | Commercial_2023_Economic_GWh_Before Competition Groups_66 | Ductless Mini-Split Heat Pumps | 0.004641% | 0 | 0.59547 | Commercial_2023_Economic_GWh_Before Competition Groups_Ductless Mini-Split Heat Pumps
Commercial | Com ¦ HVAC Optimization | 2023 | Economic | GWh | Before Competition Groups | 0.32902 | 0 | 0 | 12829.586 | 2.5645e-05 | 67 | Commercial_2023_Economic_GWh_Before Competition Groups_67 | HVAC Optimization | 0.002565% | 0 | 0.32902 | Commercial_2023_Economic_GWh_Before Competition Groups_HVAC Optimization
Commercial | Com ¦ Commercial Hot Food Holding Cabinets | 2023 | Economic | GWh | Before Competition Groups | 0.29432 | 0 | 0 | 12829.586 | 2.294e-05 | 68 | Commercial_2023_Economic_GWh_Before Competition Groups_68 | Commercial Hot Food Holding Cabinets | 0.002294% | 0 | 0.29432 | Commercial_2023_Economic_GWh_Before Competition Groups_Commercial Hot Food Holding Cabinets
Commercial | Com ¦ Energy Recovery Ventilation and Ventilation (Enhanced) | 2023 | Economic | GWh | Before Competition Groups | 0.25828 | 0 | 0 | 12829.586 | 2.0132e-05 | 69 | Commercial_2023_Economic_GWh_Before Competition Groups_69 | Energy Recovery Ventilation and Ventilation (Enhanced) | 0.002013% | 0 | 0.25828 | Commercial_2023_Economic_GWh_Before Competition Groups_Energy Recovery Ventilation and Ventilation (Enhanced)
Commercial | Com ¦ Wall Insulation | 2023 | Economic | GWh | Before Competition Groups | 0.19738 | 0 | 0 | 12829.586 | 1.5385e-05 | 70 | Commercial_2023_Economic_GWh_Before Competition Groups_70 | Wall Insulation | 0.001538% | 0 | 0.19738 | Commercial_2023_Economic_GWh_Before Competition Groups_Wall Insulation
Commercial | Com ¦ Room AC (w/ louvered sides) 14 SEER from 12 SEER code | 2023 | Economic | GWh | Before Competition Groups | 0.068626 | 0 | 0 | 12829.586 | 5.349e-06 | 71 | Commercial_2023_Economic_GWh_Before Competition Groups_71 | Room AC (w/ louvered sides) 14 SEER from 12 SEER code | 0.0005349% | 0 | 0.068626 | Commercial_2023_Economic_GWh_Before Competition Groups_Room AC (w/ louvered sides) 14 SEER from 12 SEER code
Commercial | Com ¦ Air Curtains | 2023 | Economic | GWh | Before Competition Groups | 0.050604 | 0 | 0 | 12829.586 | 3.9443e-06 | 72 | Commercial_2023_Economic_GWh_Before Competition Groups_72 | Air Curtains | 0.0003944% | 0 | 0.050604 | Commercial_2023_Economic_GWh_Before Competition Groups_Air Curtains
Commercial | Com ¦ EC Plug Fan for Data Center (under cabinet) | 2023 | Economic | GWh | Before Competition Groups | 0.0279 | 0 | 0 | 12829.586 | 2.1747e-06 | 73 | Commercial_2023_Economic_GWh_Before Competition Groups_73 | EC Plug Fan for Data Center (under cabinet) | 0.0002175% | 0 | 0.0279 | Commercial_2023_Economic_GWh_Before Competition Groups_EC Plug Fan for Data Center (under cabinet)
Commercial | Com ¦ VSD Air Compressor | 2023 | Economic | GWh | Before Competition Groups | 0.023113 | 0 | 0 | 12829.586 | 1.8016e-06 | 74 | Commercial_2023_Economic_GWh_Before Competition Groups_74 | VSD Air Compressor | 0.0001802% | 0 | 0.023113 | Commercial_2023_Economic_GWh_Before Competition Groups_VSD Air Compressor
Commercial | Com ¦ High Efficiency Chiller (avg of water and air cooled) | 2023 | Economic | GWh | Before Competition Groups | 0.022973 | 0 | 0 | 12829.586 | 1.7906e-06 | 75 | Commercial_2023_Economic_GWh_Before Competition Groups_75 | High Efficiency Chiller (avg of water and air cooled) | 0.0001791% | 0 | 0.022973 | Commercial_2023_Economic_GWh_Before Competition Groups_High Efficiency Chiller (avg of water and air cooled)
Commercial | Com ¦ Electric Convection Combination Ovens | 2023 | Economic | GWh | Before Competition Groups | 0.001788 | 0 | 0 | 12829.586 | 1.3936e-07 | 76 | Commercial_2023_Economic_GWh_Before Competition Groups_76 | Electric Convection Combination Ovens | 1.394e-05% | 0 | 0.001788 | Commercial_2023_Economic_GWh_Before Competition Groups_Electric Convection Combination Ovens
Commercial | Com ¦ Efficient compressor motor | 2023 | Economic | GWh | Before Competition Groups | 0 | 0 | 0 | 12829.586 | 0 | 77 | Commercial_2023_Economic_GWh_Before Competition Groups_77 | Efficient compressor motor | 0% | 0 | 0 | Commercial_2023_Economic_GWh_Before Competition Groups_Efficient compressor motor
Commercial | Com ¦ Indoor Daylight Sensors/Photocell Dimming Control | 2023 | Economic | GWh | Before Competition Groups | 0 | 0 | 0 | 12829.586 | 0 | 78 | Commercial_2023_Economic_GWh_Before Competition Groups_78 | Indoor Daylight Sensors/Photocell Dimming Control | 0% | 0 | 0 | Commercial_2023_Economic_GWh_Before Competition Groups_Indoor Daylight Sensors/Photocell Dimming Control
Commercial | Com ¦ LED RECESSED DOWNLIGHTS | 2023 | Economic | GWh | Before Competition Groups | 0 | 0 | 0 | 12829.586 | 0 | 79 | Commercial_2023_Economic_GWh_Before Competition Groups_79 | LED RECESSED DOWNLIGHTS | 0% | 0 | 0 | Commercial_2023_Economic_GWh_Before Competition Groups_LED RECESSED DOWNLIGHTS
Commercial | Com ¦ Variable Refrigerant Flow Heat Pump | 2023 | Economic | GWh | Before Competition Groups | 0 | 0 | 0 | 12829.586 | 0 | 80 | Commercial_2023_Economic_GWh_Before Competition Groups_80 | Variable Refrigerant Flow Heat Pump | 0% | 0 | 0 | Commercial_2023_Economic_GWh_Before Competition Groups_Variable Refrigerant Flow Heat Pump
Commercial | Com ¦ ENERGY STAR LED LAMPS (REFLECTOR LAMPs/MR16/PAR 16) | 2023 | SC A | GWh | Before Competition Groups | 518.2022 | 0 | 0 | 3047.6708 | 0.17003 | 1 | Commercial_2023_SC A_GWh_Before Competition Groups_1 | ENERGY STAR LED LAMPS (REFLECTOR LAMPs/MR16/PAR 16) | 17% | 0 | 518.2022 | Commercial_2023_SC A_GWh_Before Competition Groups_ENERGY STAR LED LAMPS (REFLECTOR LAMPs/MR16/PAR 16)
Commercial | Com ¦ LED EXTERIOR AREA LIGHTS - LED fixture (200W) | 2023 | SC A | GWh | Before Competition Groups | 301.0358 | 0 | 0 | 3047.6708 | 0.098776 | 2 | Commercial_2023_SC A_GWh_Before Competition Groups_2 | LED EXTERIOR AREA LIGHTS - LED fixture (200W) | 9.878% | 0 | 301.0358 | Commercial_2023_SC A_GWh_Before Competition Groups_LED EXTERIOR AREA LIGHTS - LED fixture (200W)
Commercial | Com ¦ LED parking lot fixture | 2023 | SC A | GWh | Before Competition Groups | 297.8617 | 0 | 0 | 3047.6708 | 0.097734 | 3 | Commercial_2023_SC A_GWh_Before Competition Groups_3 | LED parking lot fixture | 9.773% | 0 | 297.8617 | Commercial_2023_SC A_GWh_Before Competition Groups_LED parking lot fixture
Commercial | Com ¦ LED Troffer/Surface/Suspended | 2023 | SC A | GWh | Before Competition Groups | 248.9581 | 0 | 0 | 3047.6708 | 0.081688 | 4 | Commercial_2023_SC A_GWh_Before Competition Groups_4 | LED Troffer/Surface/Suspended | 8.169% | 0 | 248.9581 | Commercial_2023_SC A_GWh_Before Competition Groups_LED Troffer/Surface/Suspended
Commercial | Com ¦ LED Low/High Bay | 2023 | SC A | GWh | Before Competition Groups | 236.9752 | 0 | 0 | 3047.6708 | 0.077756 | 5 | Commercial_2023_SC A_GWh_Before Competition Groups_5 | LED Low/High Bay | 7.776% | 0 | 236.9752 | Commercial_2023_SC A_GWh_Before Competition Groups_LED Low/High Bay
Commercial | Com ¦ LED Replacement Lamp (Tube) | 2023 | SC A | GWh | Before Competition Groups | 223.2325 | 0 | 0 | 3047.6708 | 0.073247 | 6 | Commercial_2023_SC A_GWh_Before Competition Groups_6 | LED Replacement Lamp (Tube) | 7.325% | 0 | 223.2325 | Commercial_2023_SC A_GWh_Before Competition Groups_LED Replacement Lamp (Tube)
Commercial | Com ¦ LED street light fixture | 2023 | SC A | GWh | Before Competition Groups | 167.6652 | 0 | 0 | 3047.6708 | 0.055014 | 7 | Commercial_2023_SC A_GWh_Before Competition Groups_7 | LED street light fixture | 5.501% | 0 | 167.6652 | Commercial_2023_SC A_GWh_Before Competition Groups_LED street light fixture
Commercial | Com ¦ Building Recommissioning, Operations and Maintenance (O&M) Improvements | 2023 | SC A | GWh | Before Competition Groups | 130.3679 | 0 | 0 | 3047.6708 | 0.042776 | 8 | Commercial_2023_SC A_GWh_Before Competition Groups_8 | Building Recommissioning, Operations and Maintenance (O&M) Improvements | 4.278% | 0 | 130.3679 | Commercial_2023_SC A_GWh_Before Competition Groups_Building Recommissioning, Operations and Maintenance (O&M) Improvements
Commercial | Com ¦ Data Center Storage/Server Virtualization | 2023 | SC A | GWh | Before Competition Groups | 110.3409 | 0 | 0 | 3047.6708 | 0.036205 | 9 | Commercial_2023_SC A_GWh_Before Competition Groups_9 | Data Center Storage/Server Virtualization | 3.62% | 0 | 110.3409 | Commercial_2023_SC A_GWh_Before Competition Groups_Data Center Storage/Server Virtualization
Commercial | Com ¦ Furnace Tune-Up | 2023 | SC A | GWh | Before Competition Groups | 84.2734 | 0 | 0 | 3047.6708 | 0.027652 | 10 | Commercial_2023_SC A_GWh_Before Competition Groups_10 | Furnace Tune-Up | 2.765% | 0 | 84.2734 | Commercial_2023_SC A_GWh_Before Competition Groups_Furnace Tune-Up
Commercial | Com ¦ Reach-in Shaded Pole to ECM/PSC Evaporator Fan Motor | 2023 | SC A | GWh | Before Competition Groups | 76.2574 | 0 | 0 | 3047.6708 | 0.025022 | 11 | Commercial_2023_SC A_GWh_Before Competition Groups_11 | Reach-in Shaded Pole to ECM/PSC Evaporator Fan Motor | 2.502% | 0 | 76.2574 | Commercial_2023_SC A_GWh_Before Competition Groups_Reach-in Shaded Pole to ECM/PSC Evaporator Fan Motor
Commercial | Com ¦ ENERGY STAR LED LAMPS (General Service Lamps) | 2023 | SC A | GWh | Before Competition Groups | 74.4805 | 0 | 0 | 3047.6708 | 0.024438 | 12 | Commercial_2023_SC A_GWh_Before Competition Groups_12 | ENERGY STAR LED LAMPS (General Service Lamps) | 2.444% | 0 | 74.4805 | Commercial_2023_SC A_GWh_Before Competition Groups_ENERGY STAR LED LAMPS (General Service Lamps)
Commercial | Com ¦ High Efficiency Air Source Heat Pump | 2023 | SC A | GWh | Before Competition Groups | 74.1994 | 0 | 0 | 3047.6708 | 0.024346 | 13 | Commercial_2023_SC A_GWh_Before Competition Groups_13 | High Efficiency Air Source Heat Pump | 2.435% | 0 | 74.1994 | Commercial_2023_SC A_GWh_Before Competition Groups_High Efficiency Air Source Heat Pump
Commercial | Com ¦ LED or Equivalent Sign Lighting | 2023 | SC A | GWh | Before Competition Groups | 58.6368 | 0 | 0 | 3047.6708 | 0.01924 | 14 | Commercial_2023_SC A_GWh_Before Competition Groups_14 | LED or Equivalent Sign Lighting | 1.924% | 0 | 58.6368 | Commercial_2023_SC A_GWh_Before Competition Groups_LED or Equivalent Sign Lighting
Commercial | Com ¦ Education and Capacity Building/Energy Behavior | 2023 | SC A | GWh | Before Competition Groups | 48.9292 | 0 | 0 | 3047.6708 | 0.016055 | 15 | Commercial_2023_SC A_GWh_Before Competition Groups_15 | Education and Capacity Building/Energy Behavior | 1.605% | 0 | 48.9292 | Commercial_2023_SC A_GWh_Before Competition Groups_Education and Capacity Building/Energy Behavior
Commercial | Com ¦ Strip Curtains | 2023 | SC A | GWh | Before Competition Groups | 45.2929 | 0 | 0 | 3047.6708 | 0.014861 | 16 | Commercial_2023_SC A_GWh_Before Competition Groups_16 | Strip Curtains | 1.486% | 0 | 45.2929 | Commercial_2023_SC A_GWh_Before Competition Groups_Strip Curtains
Commercial | Com ¦ Advanced BAS/Controllers | 2023 | SC A | GWh | Before Competition Groups | 33.3837 | 0 | 0 | 3047.6708 | 0.010954 | 17 | Commercial_2023_SC A_GWh_Before Competition Groups_17 | Advanced BAS/Controllers | 1.095% | 0 | 33.3837 | Commercial_2023_SC A_GWh_Before Competition Groups_Advanced BAS/Controllers
Commercial | Com ¦ Centrally controlled desktop PC/NETWORK PC POWER MANAGEMENT SOFTWARE | 2023 | SC A | GWh | Before Competition Groups | 29.6621 | 0 | 0 | 3047.6708 | 0.0097327 | 18 | Commercial_2023_SC A_GWh_Before Competition Groups_18 | Centrally controlled desktop PC/NETWORK PC POWER MANAGEMENT SOFTWARE | 0.9733% | 0 | 29.6621 | Commercial_2023_SC A_GWh_Before Competition Groups_Centrally controlled desktop PC/NETWORK PC POWER MANAGEMENT SOFTWARE
Commercial | Com ¦ Variable Frequency Drive (VFD) | 2023 | SC A | GWh | Before Competition Groups | 28.0702 | 0 | 0 | 3047.6708 | 0.0092104 | 19 | Commercial_2023_SC A_GWh_Before Competition Groups_19 | Variable Frequency Drive (VFD) | 0.921% | 0 | 28.0702 | Commercial_2023_SC A_GWh_Before Competition Groups_Variable Frequency Drive (VFD)
Commercial | Com ¦ Refrigerated Display Case Doors | 2023 | SC A | GWh | Before Competition Groups | 26.7211 | 0 | 0 | 3047.6708 | 0.0087677 | 20 | Commercial_2023_SC A_GWh_Before Competition Groups_20 | Refrigerated Display Case Doors | 0.8768% | 0 | 26.7211 | Commercial_2023_SC A_GWh_Before Competition Groups_Refrigerated Display Case Doors
Commercial | Com ¦ VFD on Pumps | 2023 | SC A | GWh | Before Competition Groups | 26.0806 | 0 | 0 | 3047.6708 | 0.0085576 | 21 | Commercial_2023_SC A_GWh_Before Competition Groups_21 | VFD on Pumps | 0.8558% | 0 | 26.0806 | Commercial_2023_SC A_GWh_Before Competition Groups_VFD on Pumps
Commercial | Com ¦ Demand Control Ventilation | 2023 | SC A | GWh | Before Competition Groups | 25.6419 | 0 | 0 | 3047.6708 | 0.0084136 | 22 | Commercial_2023_SC A_GWh_Before Competition Groups_22 | Demand Control Ventilation | 0.8414% | 0 | 25.6419 | Commercial_2023_SC A_GWh_Before Competition Groups_Demand Control Ventilation
Commercial | Com ¦ Adaptive Thermostats | 2023 | SC A | GWh | Before Competition Groups | 20.9202 | 0 | 0 | 3047.6708 | 0.0068643 | 23 | Commercial_2023_SC A_GWh_Before Competition Groups_23 | Adaptive Thermostats | 0.6864% | 0 | 20.9202 | Commercial_2023_SC A_GWh_Before Competition Groups_Adaptive Thermostats
Commercial | Com ¦ Air Handler with Dedicated Outdoor Air Systems | 2023 | SC A | GWh | Before Competition Groups | 14.0004 | 0 | 0 | 3047.6708 | 0.0045938 | 24 | Commercial_2023_SC A_GWh_Before Competition Groups_24 | Air Handler with Dedicated Outdoor Air Systems | 0.4594% | 0 | 14.0004 | Commercial_2023_SC A_GWh_Before Competition Groups_Air Handler with Dedicated Outdoor Air Systems
Commercial | Com ¦ ECM MOTORS FOR EVAPORATOR FANS for refrigeration (WALK-IN) | 2023 | SC A | GWh | Before Competition Groups | 13.1012 | 0 | 0 | 3047.6708 | 0.0042987 | 25 | Commercial_2023_SC A_GWh_Before Competition Groups_25 | ECM MOTORS FOR EVAPORATOR FANS for refrigeration (WALK-IN) | 0.4299% | 0 | 13.1012 | Commercial_2023_SC A_GWh_Before Competition Groups_ECM MOTORS FOR EVAPORATOR FANS for refrigeration (WALK-IN)
Commercial | Com ¦ Condensing Unit Heaters or other Efficient Unit Heating System | 2023 | SC A | GWh | Before Competition Groups | 12.6733 | 0 | 0 | 3047.6708 | 0.0041583 | 26 | Commercial_2023_SC A_GWh_Before Competition Groups_26 | Condensing Unit Heaters or other Efficient Unit Heating System | 0.4158% | 0 | 12.6733 | Commercial_2023_SC A_GWh_Before Competition Groups_Condensing Unit Heaters or other Efficient Unit Heating System
Commercial | Com ¦ Refrigerated Display Case LED | 2023 | SC A | GWh | Before Competition Groups | 12.2272 | 0 | 0 | 3047.6708 | 0.004012 | 27 | Commercial_2023_SC A_GWh_Before Competition Groups_27 | Refrigerated Display Case LED | 0.4012% | 0 | 12.2272 | Commercial_2023_SC A_GWh_Before Competition Groups_Refrigerated Display Case LED
Commercial | Com ¦ Evaporator Fan Controls | 2023 | SC A | GWh | Before Competition Groups | 10.4919 | 0 | 0 | 3047.6708 | 0.0034426 | 28 | Commercial_2023_SC A_GWh_Before Competition Groups_28 | Evaporator Fan Controls | 0.3443% | 0 | 10.4919 | Commercial_2023_SC A_GWh_Before Competition Groups_Evaporator Fan Controls
Commercial | Com ¦ Demand Control Kitchen Ventilation | 2023 | SC A | GWh | Before Competition Groups | 10.3436 | 0 | 0 | 3047.6708 | 0.003394 | 29 | Commercial_2023_SC A_GWh_Before Competition Groups_29 | Demand Control Kitchen Ventilation | 0.3394% | 0 | 10.3436 | Commercial_2023_SC A_GWh_Before Competition Groups_Demand Control Kitchen Ventilation
Commercial | Com ¦ ENERGY STAR Griddle (74% eff) | 2023 | SC A | GWh | Before Competition Groups | 10.1714 | 0 | 0 | 3047.6708 | 0.0033374 | 30 | Commercial_2023_SC A_GWh_Before Competition Groups_30 | ENERGY STAR Griddle (74% eff) | 0.3337% | 0 | 10.1714 | Commercial_2023_SC A_GWh_Before Competition Groups_ENERGY STAR Griddle (74% eff)
Commercial | Com ¦ Freezer Case Light Sensor | 2023 | SC A | GWh | Before Competition Groups | 8.9584 | 0 | 0 | 3047.6708 | 0.0029394 | 31 | Commercial_2023_SC A_GWh_Before Competition Groups_31 | Freezer Case Light Sensor | 0.2939% | 0 | 8.9584 | Commercial_2023_SC A_GWh_Before Competition Groups_Freezer Case Light Sensor
Commercial | Com ¦ Occupancy Sensors | 2023 | SC A | GWh | Before Competition Groups | 7.8803 | 0 | 0 | 3047.6708 | 0.0025857 | 32 | Commercial_2023_SC A_GWh_Before Competition Groups_32 | Occupancy Sensors | 0.2586% | 0 | 7.8803 | Commercial_2023_SC A_GWh_Before Competition Groups_Occupancy Sensors
Commercial | Com ¦ Chilled Water Optimization | 2023 | SC A | GWh | Before Competition Groups | 6.3539 | 0 | 0 | 3047.6708 | 0.0020848 | 33 | Commercial_2023_SC A_GWh_Before Competition Groups_33 | Chilled Water Optimization | 0.2085% | 0 | 6.3539 | Commercial_2023_SC A_GWh_Before Competition Groups_Chilled Water Optimization
Commercial | Com ¦ Unitary Air-Conditioning Unit | 2023 | SC A | GWh | Before Competition Groups | 6.2812 | 0 | 0 | 3047.6708 | 0.002061 | 34 | Commercial_2023_SC A_GWh_Before Competition Groups_34 | Unitary Air-Conditioning Unit | 0.2061% | 0 | 6.2812 | Commercial_2023_SC A_GWh_Before Competition Groups_Unitary Air-Conditioning Unit
Commercial | Com ¦ Temperature Adjustment in Commercial Freezers | 2023 | SC A | GWh | Before Competition Groups | 4.0161 | 0 | 0 | 3047.6708 | 0.0013178 | 35 | Commercial_2023_SC A_GWh_Before Competition Groups_35 | Temperature Adjustment in Commercial Freezers | 0.1318% | 0 | 4.0161 | Commercial_2023_SC A_GWh_Before Competition Groups_Temperature Adjustment in Commercial Freezers
Commercial | Com ¦ Elec Storage WH 2.30 Et | 2023 | SC A | GWh | Before Competition Groups | 4.0013 | 0 | 0 | 3047.6708 | 0.0013129 | 36 | Commercial_2023_SC A_GWh_Before Competition Groups_36 | Elec Storage WH 2.30 Et | 0.1313% | 0 | 4.0013 | Commercial_2023_SC A_GWh_Before Competition Groups_Elec Storage WH 2.30 Et
Commercial | Com ¦ ENERGY STAR Fryer (84% eff) | 2023 | SC A | GWh | Before Competition Groups | 3.6393 | 0 | 0 | 3047.6708 | 0.0011941 | 37 | Commercial_2023_SC A_GWh_Before Competition Groups_37 | ENERGY STAR Fryer (84% eff) | 0.1194% | 0 | 3.6393 | Commercial_2023_SC A_GWh_Before Competition Groups_ENERGY STAR Fryer (84% eff)
Commercial | Com ¦ BEVERAGE VENDING MACHINE CONTROLS | 2023 | SC A | GWh | Before Competition Groups | 3.3974 | 0 | 0 | 3047.6708 | 0.0011148 | 38 | Commercial_2023_SC A_GWh_Before Competition Groups_38 | BEVERAGE VENDING MACHINE CONTROLS | 0.1115% | 0 | 3.3974 | Commercial_2023_SC A_GWh_Before Competition Groups_BEVERAGE VENDING MACHINE CONTROLS
Commercial | Com ¦ CO Sensors for parking garage exhaust fans | 2023 | SC A | GWh | Before Competition Groups | 3.281 | 0 | 0 | 3047.6708 | 0.0010766 | 39 | Commercial_2023_SC A_GWh_Before Competition Groups_39 | CO Sensors for parking garage exhaust fans | 0.1077% | 0 | 3.281 | Commercial_2023_SC A_GWh_Before Competition Groups_CO Sensors for parking garage exhaust fans
Commercial | Com ¦ Outside Air Economizer | 2023 | SC A | GWh | Before Competition Groups | 3.2762 | 0 | 0 | 3047.6708 | 0.001075 | 40 | Commercial_2023_SC A_GWh_Before Competition Groups_40 | Outside Air Economizer | 0.1075% | 0 | 3.2762 | Commercial_2023_SC A_GWh_Before Competition Groups_Outside Air Economizer
Commercial | Com ¦ Energy Efficient Laboratory Fume Hood | 2023 | SC A | GWh | Before Competition Groups | 3.0965 | 0 | 0 | 3047.6708 | 0.001016 | 41 | Commercial_2023_SC A_GWh_Before Competition Groups_41 | Energy Efficient Laboratory Fume Hood | 0.1016% | 0 | 3.0965 | Commercial_2023_SC A_GWh_Before Competition Groups_Energy Efficient Laboratory Fume Hood
Commercial | Com ¦ Door Gasket Freezer/Refrigerator | 2023 | SC A | GWh | Before Competition Groups | 3.0828 | 0 | 0 | 3047.6708 | 0.0010115 | 42 | Commercial_2023_SC A_GWh_Before Competition Groups_42 | Door Gasket Freezer/Refrigerator | 0.1012% | 0 | 3.0828 | Commercial_2023_SC A_GWh_Before Competition Groups_Door Gasket Freezer/Refrigerator
Commercial | Com ¦ Vertical Night Covers | 2023 | SC A | GWh | Before Competition Groups | 3.0502 | 0 | 0 | 3047.6708 | 0.0010008 | 43 | Commercial_2023_SC A_GWh_Before Competition Groups_43 | Vertical Night Covers | 0.1001% | 0 | 3.0502 | Commercial_2023_SC A_GWh_Before Competition Groups_Vertical Night Covers
Commercial | Com ¦ Duct Insulation, R8 | 2023 | SC A | GWh | Before Competition Groups | 2.7687 | 0 | 0 | 3047.6708 | 0.00090845 | 44 | Commercial_2023_SC A_GWh_Before Competition Groups_44 | Duct Insulation, R8 | 0.09085% | 0 | 2.7687 | Commercial_2023_SC A_GWh_Before Competition Groups_Duct Insulation, R8
Commercial | Com ¦ Water Heating (DHW) Pipe Insulation (Add 3/4\ Foam)" | 2023 | SC A | GWh | Before Competition Groups | 2.6933 | 0 | 0 | 3047.6708 | 0.00088374 | 45 | Commercial_2023_SC A_GWh_Before Competition Groups_45 | Water Heating (DHW) Pipe Insulation (Add 3/4\ Foam)" | 0.08837% | 0 | 2.6933 | Commercial_2023_SC A_GWh_Before Competition Groups_Water Heating (DHW) Pipe Insulation (Add 3/4\ Foam)"
Commercial | Com ¦ Water Source Heat Pump (4 ton) | 2023 | SC A | GWh | Before Competition Groups | 1.8464 | 0 | 0 | 3047.6708 | 0.00060585 | 46 | Commercial_2023_SC A_GWh_Before Competition Groups_46 | Water Source Heat Pump (4 ton) | 0.06058% | 0 | 1.8464 | Commercial_2023_SC A_GWh_Before Competition Groups_Water Source Heat Pump (4 ton)
Commercial | Com ¦ ENERGY STAR Steam Cookers | 2023 | SC A | GWh | Before Competition Groups | 1.7364 | 0 | 0 | 3047.6708 | 0.00056976 | 47 | Commercial_2023_SC A_GWh_Before Competition Groups_47 | ENERGY STAR Steam Cookers | 0.05698% | 0 | 1.7364 | Commercial_2023_SC A_GWh_Before Competition Groups_ENERGY STAR Steam Cookers
Commercial | Com ¦ ENERGY STAR Dishwasher | 2023 | SC A | GWh | Before Competition Groups | 1.7094 | 0 | 0 | 3047.6708 | 0.00056088 | 48 | Commercial_2023_SC A_GWh_Before Competition Groups_48 | ENERGY STAR Dishwasher | 0.05609% | 0 | 1.7094 | Commercial_2023_SC A_GWh_Before Competition Groups_ENERGY STAR Dishwasher
Commercial | Com ¦ Suction Pipe Insulation Freezer/Refrigerator | 2023 | SC A | GWh | Before Competition Groups | 1.6513 | 0 | 0 | 3047.6708 | 0.00054183 | 49 | Commercial_2023_SC A_GWh_Before Competition Groups_49 | Suction Pipe Insulation Freezer/Refrigerator | 0.05418% | 0 | 1.6513 | Commercial_2023_SC A_GWh_Before Competition Groups_Suction Pipe Insulation Freezer/Refrigerator
Commercial | Com ¦ Thermostat Setback | 2023 | SC A | GWh | Before Competition Groups | 1.4639 | 0 | 0 | 3047.6708 | 0.00048033 | 50 | Commercial_2023_SC A_GWh_Before Competition Groups_50 | Thermostat Setback | 0.04803% | 0 | 1.4639 | Commercial_2023_SC A_GWh_Before Competition Groups_Thermostat Setback
Commercial | Com ¦ Ozone Laundry Treatment | 2023 | SC A | GWh | Before Competition Groups | 0.66106 | 0 | 0 | 3047.6708 | 0.00021691 | 51 | Commercial_2023_SC A_GWh_Before Competition Groups_51 | Ozone Laundry Treatment | 0.02169% | 0 | 0.66106 | Commercial_2023_SC A_GWh_Before Competition Groups_Ozone Laundry Treatment
Commercial | Com ¦ Demand controlled Circulating Systems | 2023 | SC A | GWh | Before Competition Groups | 0.56568 | 0 | 0 | 3047.6708 | 0.00018561 | 52 | Commercial_2023_SC A_GWh_Before Competition Groups_52 | Demand controlled Circulating Systems | 0.01856% | 0 | 0.56568 | Commercial_2023_SC A_GWh_Before Competition Groups_Demand controlled Circulating Systems
Commercial | Com ¦ ECM MOTORS FOR HVAC APPLICATION (FAN-POWERED VAV BOX) | 2023 | SC A | GWh | Before Competition Groups | 0.40997 | 0 | 0 | 3047.6708 | 0.00013452 | 53 | Commercial_2023_SC A_GWh_Before Competition Groups_53 | ECM MOTORS FOR HVAC APPLICATION (FAN-POWERED VAV BOX) | 0.01345% | 0 | 0.40997 | Commercial_2023_SC A_GWh_Before Competition Groups_ECM MOTORS FOR HVAC APPLICATION (FAN-POWERED VAV BOX)
Commercial | Com ¦ CEE Tier 2/Energy Star Clothes Washers | 2023 | SC A | GWh | Before Competition Groups | 0.34475 | 0 | 0 | 3047.6708 | 0.00011312 | 54 | Commercial_2023_SC A_GWh_Before Competition Groups_54 | CEE Tier 2/Energy Star Clothes Washers | 0.01131% | 0 | 0.34475 | Commercial_2023_SC A_GWh_Before Competition Groups_CEE Tier 2/Energy Star Clothes Washers
Commercial | Com ¦ Condensing Make Up Air Unit | 2023 | SC A | GWh | Before Competition Groups | 0.24906 | 0 | 0 | 3047.6708 | 8.1722e-05 | 55 | Commercial_2023_SC A_GWh_Before Competition Groups_55 | Condensing Make Up Air Unit | 0.008172% | 0 | 0.24906 | Commercial_2023_SC A_GWh_Before Competition Groups_Condensing Make Up Air Unit
Commercial | Com ¦ Low Flow Pre-Rinse Spray Nozzle | 2023 | SC A | GWh | Before Competition Groups | 0.19606 | 0 | 0 | 3047.6708 | 6.4331e-05 | 56 | Commercial_2023_SC A_GWh_Before Competition Groups_56 | Low Flow Pre-Rinse Spray Nozzle | 0.006433% | 0 | 0.19606 | Commercial_2023_SC A_GWh_Before Competition Groups_Low Flow Pre-Rinse Spray Nozzle
Commercial | Com ¦ Auto Off Time Switch or Time Clock control | 2023 | SC A | GWh | Before Competition Groups | 0.15642 | 0 | 0 | 3047.6708 | 5.1323e-05 | 57 | Commercial_2023_SC A_GWh_Before Competition Groups_57 | Auto Off Time Switch or Time Clock control | 0.005132% | 0 | 0.15642 | Commercial_2023_SC A_GWh_Before Competition Groups_Auto Off Time Switch or Time Clock control
Commercial | Com ¦ HVAC Optimization | 2023 | SC A | GWh | Before Competition Groups | 0.15253 | 0 | 0 | 3047.6708 | 5.0046e-05 | 58 | Commercial_2023_SC A_GWh_Before Competition Groups_58 | HVAC Optimization | 0.005005% | 0 | 0.15253 | Commercial_2023_SC A_GWh_Before Competition Groups_HVAC Optimization
Commercial | COM ¦ Ductless Mini-Split Heat Pumps | 2023 | SC A | GWh | Before Competition Groups | 0.13431 | 0 | 0 | 3047.6708 | 4.407e-05 | 59 | Commercial_2023_SC A_GWh_Before Competition Groups_59 | Ductless Mini-Split Heat Pumps | 0.004407% | 0 | 0.13431 | Commercial_2023_SC A_GWh_Before Competition Groups_Ductless Mini-Split Heat Pumps
Commercial | Com ¦ Notched V belts for HVAC Systems | 2023 | SC A | GWh | Before Competition Groups | 0.096356 | 0 | 0 | 3047.6708 | 3.1616e-05 | 60 | Commercial_2023_SC A_GWh_Before Competition Groups_60 | Notched V belts for HVAC Systems | 0.003162% | 0 | 0.096356 | Commercial_2023_SC A_GWh_Before Competition Groups_Notched V belts for HVAC Systems
Commercial | Com ¦ Solar Water Preheat (Pools/DHW) | 2023 | SC A | GWh | Before Competition Groups | 0.066321 | 0 | 0 | 3047.6708 | 2.1761e-05 | 61 | Commercial_2023_SC A_GWh_Before Competition Groups_61 | Solar Water Preheat (Pools/DHW) | 0.002176% | 0 | 0.066321 | Commercial_2023_SC A_GWh_Before Competition Groups_Solar Water Preheat (Pools/DHW)
Commercial | Com ¦ Commercial Hot Food Holding Cabinets | 2023 | SC A | GWh | Before Competition Groups | 0.059571 | 0 | 0 | 3047.6708 | 1.9546e-05 | 62 | Commercial_2023_SC A_GWh_Before Competition Groups_62 | Commercial Hot Food Holding Cabinets | 0.001955% | 0 | 0.059571 | Commercial_2023_SC A_GWh_Before Competition Groups_Commercial Hot Food Holding Cabinets
Commercial | Com ¦ PTAC (12 EER/10,000 BTU) | 2023 | SC A | GWh | Before Competition Groups | 0.057341 | 0 | 0 | 3047.6708 | 1.8815e-05 | 63 | Commercial_2023_SC A_GWh_Before Competition Groups_63 | PTAC (12 EER/10,000 BTU) | 0.001881% | 0 | 0.057341 | Commercial_2023_SC A_GWh_Before Competition Groups_PTAC (12 EER/10,000 BTU)
Commercial | Com ¦ Air Curtains | 2023 | SC A | GWh | Before Competition Groups | 0.042188 | 0 | 0 | 3047.6708 | 1.3843e-05 | 64 | Commercial_2023_SC A_GWh_Before Competition Groups_64 | Air Curtains | 0.001384% | 0 | 0.042188 | Commercial_2023_SC A_GWh_Before Competition Groups_Air Curtains
Commercial | Com ¦ Wall Insulation | 2023 | SC A | GWh | Before Competition Groups | 0.025097 | 0 | 0 | 3047.6708 | 8.2347e-06 | 65 | Commercial_2023_SC A_GWh_Before Competition Groups_65 | Wall Insulation | 0.0008235% | 0 | 0.025097 | Commercial_2023_SC A_GWh_Before Competition Groups_Wall Insulation
Commercial | Com ¦ LLLC - Low Impact Application | 2023 | SC A | GWh | Before Competition Groups | 0.022912 | 0 | 0 | 3047.6708 | 7.518e-06 | 66 | Commercial_2023_SC A_GWh_Before Competition Groups_66 | LLLC - Low Impact Application | 0.0007518% | 0 | 0.022912 | Commercial_2023_SC A_GWh_Before Competition Groups_LLLC - Low Impact Application
Commercial | Com ¦ LLLC - High Impact Application | 2023 | SC A | GWh | Before Competition Groups | 0.022107 | 0 | 0 | 3047.6708 | 7.2536e-06 | 67 | Commercial_2023_SC A_GWh_Before Competition Groups_67 | LLLC - High Impact Application | 0.0007254% | 0 | 0.022107 | Commercial_2023_SC A_GWh_Before Competition Groups_LLLC - High Impact Application
Commercial | Com ¦ VSD Air Compressor | 2023 | SC A | GWh | Before Competition Groups | 0.0089277 | 0 | 0 | 3047.6708 | 2.9293e-06 | 68 | Commercial_2023_SC A_GWh_Before Competition Groups_68 | VSD Air Compressor | 0.0002929% | 0 | 0.0089277 | Commercial_2023_SC A_GWh_Before Competition Groups_VSD Air Compressor
Commercial | Com ¦ Energy Recovery Ventilation and Ventilation (Enhanced) | 2023 | SC A | GWh | Before Competition Groups | 0.0084342 | 0 | 0 | 3047.6708 | 2.7674e-06 | 69 | Commercial_2023_SC A_GWh_Before Competition Groups_69 | Energy Recovery Ventilation and Ventilation (Enhanced) | 0.0002767% | 0 | 0.0084342 | Commercial_2023_SC A_GWh_Before Competition Groups_Energy Recovery Ventilation and Ventilation (Enhanced)
Commercial | Com ¦ EC Plug Fan for Data Center (under cabinet) | 2023 | SC A | GWh | Before Competition Groups | 0.0039646 | 0 | 0 | 3047.6708 | 1.3009e-06 | 70 | Commercial_2023_SC A_GWh_Before Competition Groups_70 | EC Plug Fan for Data Center (under cabinet) | 0.0001301% | 0 | 0.0039646 | Commercial_2023_SC A_GWh_Before Competition Groups_EC Plug Fan for Data Center (under cabinet)
Commercial | Com ¦ Room AC (w/ louvered sides) 14 SEER from 12 SEER code | 2023 | SC A | GWh | Before Competition Groups | 0.0023601 | 0 | 0 | 3047.6708 | 7.7438e-07 | 71 | Commercial_2023_SC A_GWh_Before Competition Groups_71 | Room AC (w/ louvered sides) 14 SEER from 12 SEER code | 7.744e-05% | 0 | 0.0023601 | Commercial_2023_SC A_GWh_Before Competition Groups_Room AC (w/ louvered sides) 14 SEER from 12 SEER code
Commercial | Com ¦ High Efficiency Chiller (avg of water and air cooled) | 2023 | SC A | GWh | Before Competition Groups | 0.0018886 | 0 | 0 | 3047.6708 | 6.1968e-07 | 72 | Commercial_2023_SC A_GWh_Before Competition Groups_72 | High Efficiency Chiller (avg of water and air cooled) | 6.197e-05% | 0 | 0.0018886 | Commercial_2023_SC A_GWh_Before Competition Groups_High Efficiency Chiller (avg of water and air cooled)
Commercial | Com ¦ Electric Convection Combination Ovens | 2023 | SC A | GWh | Before Competition Groups | 0.00106 | 0 | 0 | 3047.6708 | 3.4779e-07 | 73 | Commercial_2023_SC A_GWh_Before Competition Groups_73 | Electric Convection Combination Ovens | 3.478e-05% | 0 | 0.00106 | Commercial_2023_SC A_GWh_Before Competition Groups_Electric Convection Combination Ovens
Commercial | Com ¦ Networked/Connected - High Impact Application | 2023 | SC A | GWh | Before Competition Groups | 0.00053286 | 0 | 0 | 3047.6708 | 1.7484e-07 | 74 | Commercial_2023_SC A_GWh_Before Competition Groups_74 | Networked/Connected - High Impact Application | 1.748e-05% | 0 | 0.00053286 | Commercial_2023_SC A_GWh_Before Competition Groups_Networked/Connected - High Impact Application
Commercial | Com ¦ High Efficiency Small Instantaneous Water Heater | 2023 | SC A | GWh | Before Competition Groups | 5.0541e-05 | 0 | 0 | 3047.6708 | 1.6584e-08 | 75 | Commercial_2023_SC A_GWh_Before Competition Groups_75 | High Efficiency Small Instantaneous Water Heater | 1.658e-06% | 0 | 5.0541e-05 | Commercial_2023_SC A_GWh_Before Competition Groups_High Efficiency Small Instantaneous Water Heater
Commercial | Com ¦ Networked/Connected - Low Impact Application | 2023 | SC A | GWh | Before Competition Groups | 2.3769e-05 | 0 | 0 | 3047.6708 | 7.7992e-09 | 76 | Commercial_2023_SC A_GWh_Before Competition Groups_76 | Networked/Connected - Low Impact Application | 7.799e-07% | 0 | 2.3769e-05 | Commercial_2023_SC A_GWh_Before Competition Groups_Networked/Connected - Low Impact Application
Commercial | Com ¦ Efficient compressor motor | 2023 | SC A | GWh | Before Competition Groups | 0 | 0 | 0 | 3047.6708 | 0 | 77 | Commercial_2023_SC A_GWh_Before Competition Groups_77 | Efficient compressor motor | 0% | 0 | 0 | Commercial_2023_SC A_GWh_Before Competition Groups_Efficient compressor motor
Commercial | Com ¦ Indoor Daylight Sensors/Photocell Dimming Control | 2023 | SC A | GWh | Before Competition Groups | 0 | 0 | 0 | 3047.6708 | 0 | 78 | Commercial_2023_SC A_GWh_Before Competition Groups_78 | Indoor Daylight Sensors/Photocell Dimming Control | 0% | 0 | 0 | Commercial_2023_SC A_GWh_Before Competition Groups_Indoor Daylight Sensors/Photocell Dimming Control
Commercial | Com ¦ LED RECESSED DOWNLIGHTS | 2023 | SC A | GWh | Before Competition Groups | 0 | 0 | 0 | 3047.6708 | 0 | 79 | Commercial_2023_SC A_GWh_Before Competition Groups_79 | LED RECESSED DOWNLIGHTS | 0% | 0 | 0 | Commercial_2023_SC A_GWh_Before Competition Groups_LED RECESSED DOWNLIGHTS
Commercial | Com ¦ Variable Refrigerant Flow Heat Pump | 2023 | SC A | GWh | Before Competition Groups | 0 | 0 | 0 | 3047.6708 | 0 | 80 | Commercial_2023_SC A_GWh_Before Competition Groups_80 | Variable Refrigerant Flow Heat Pump | 0% | 0 | 0 | Commercial_2023_SC A_GWh_Before Competition Groups_Variable Refrigerant Flow Heat Pump
Commercial | Com ¦ ENERGY STAR LED LAMPS (REFLECTOR LAMPs/MR16/PAR 16) | 2023 | SC B | GWh | Before Competition Groups | 518.2022 | 0 | 0 | 4013.5887 | 0.12911 | 1 | Commercial_2023_SC B_GWh_Before Competition Groups_1 | ENERGY STAR LED LAMPS (REFLECTOR LAMPs/MR16/PAR 16) | 12.91% | 0 | 518.2022 | Commercial_2023_SC B_GWh_Before Competition Groups_ENERGY STAR LED LAMPS (REFLECTOR LAMPs/MR16/PAR 16)
Commercial | Com ¦ LED EXTERIOR AREA LIGHTS - LED fixture (200W) | 2023 | SC B | GWh | Before Competition Groups | 301.0614 | 0 | 0 | 4013.5887 | 0.075011 | 2 | Commercial_2023_SC B_GWh_Before Competition Groups_2 | LED EXTERIOR AREA LIGHTS - LED fixture (200W) | 7.501% | 0 | 301.0614 | Commercial_2023_SC B_GWh_Before Competition Groups_LED EXTERIOR AREA LIGHTS - LED fixture (200W)
Commercial | Com ¦ LED parking lot fixture | 2023 | SC B | GWh | Before Competition Groups | 297.8617 | 0 | 0 | 4013.5887 | 0.074213 | 3 | Commercial_2023_SC B_GWh_Before Competition Groups_3 | LED parking lot fixture | 7.421% | 0 | 297.8617 | Commercial_2023_SC B_GWh_Before Competition Groups_LED parking lot fixture
Commercial | Com ¦ LED Troffer/Surface/Suspended | 2023 | SC B | GWh | Before Competition Groups | 283.4463 | 0 | 0 | 4013.5887 | 0.070622 | 4 | Commercial_2023_SC B_GWh_Before Competition Groups_4 | LED Troffer/Surface/Suspended | 7.062% | 0 | 283.4463 | Commercial_2023_SC B_GWh_Before Competition Groups_LED Troffer/Surface/Suspended
Commercial | Com ¦ LED Low/High Bay | 2023 | SC B | GWh | Before Competition Groups | 268.5932 | 0 | 0 | 4013.5887 | 0.066921 | 5 | Commercial_2023_SC B_GWh_Before Competition Groups_5 | LED Low/High Bay | 6.692% | 0 | 268.5932 | Commercial_2023_SC B_GWh_Before Competition Groups_LED Low/High Bay
Commercial | Com ¦ Education and Capacity Building/Energy Behavior | 2023 | SC B | GWh | Before Competition Groups | 244.646 | 0 | 0 | 4013.5887 | 0.060954 | 6 | Commercial_2023_SC B_GWh_Before Competition Groups_6 | Education and Capacity Building/Energy Behavior | 6.095% | 0 | 244.646 | Commercial_2023_SC B_GWh_Before Competition Groups_Education and Capacity Building/Energy Behavior
Commercial | Com ¦ Furnace Tune-Up | 2023 | SC B | GWh | Before Competition Groups | 224.2307 | 0 | 0 | 4013.5887 | 0.055868 | 7 | Commercial_2023_SC B_GWh_Before Competition Groups_7 | Furnace Tune-Up | 5.587% | 0 | 224.2307 | Commercial_2023_SC B_GWh_Before Competition Groups_Furnace Tune-Up
Commercial | Com ¦ LED Replacement Lamp (Tube) | 2023 | SC B | GWh | Before Competition Groups | 223.2325 | 0 | 0 | 4013.5887 | 0.055619 | 8 | Commercial_2023_SC B_GWh_Before Competition Groups_8 | LED Replacement Lamp (Tube) | 5.562% | 0 | 223.2325 | Commercial_2023_SC B_GWh_Before Competition Groups_LED Replacement Lamp (Tube)
Commercial | Com ¦ Building Recommissioning, Operations and Maintenance (O&M) Improvements | 2023 | SC B | GWh | Before Competition Groups | 172.6174 | 0 | 0 | 4013.5887 | 0.043008 | 9 | Commercial_2023_SC B_GWh_Before Competition Groups_9 | Building Recommissioning, Operations and Maintenance (O&M) Improvements | 4.301% | 0 | 172.6174 | Commercial_2023_SC B_GWh_Before Competition Groups_Building Recommissioning, Operations and Maintenance (O&M) Improvements
Commercial | Com ¦ LED street light fixture | 2023 | SC B | GWh | Before Competition Groups | 170.6211 | 0 | 0 | 4013.5887 | 0.042511 | 10 | Commercial_2023_SC B_GWh_Before Competition Groups_10 | LED street light fixture | 4.251% | 0 | 170.6211 | Commercial_2023_SC B_GWh_Before Competition Groups_LED street light fixture
Commercial | Com ¦ Data Center Storage/Server Virtualization | 2023 | SC B | GWh | Before Competition Groups | 128.3582 | 0 | 0 | 4013.5887 | 0.031981 | 11 | Commercial_2023_SC B_GWh_Before Competition Groups_11 | Data Center Storage/Server Virtualization | 3.198% | 0 | 128.3582 | Commercial_2023_SC B_GWh_Before Competition Groups_Data Center Storage/Server Virtualization
Commercial | Com ¦ Strip Curtains | 2023 | SC B | GWh | Before Competition Groups | 88.3869 | 0 | 0 | 4013.5887 | 0.022022 | 12 | Commercial_2023_SC B_GWh_Before Competition Groups_12 | Strip Curtains | 2.202% | 0 | 88.3869 | Commercial_2023_SC B_GWh_Before Competition Groups_Strip Curtains
Commercial | Com ¦ Reach-in Shaded Pole to ECM/PSC Evaporator Fan Motor | 2023 | SC B | GWh | Before Competition Groups | 82.5257 | 0 | 0 | 4013.5887 | 0.020562 | 13 | Commercial_2023_SC B_GWh_Before Competition Groups_13 | Reach-in Shaded Pole to ECM/PSC Evaporator Fan Motor | 2.056% | 0 | 82.5257 | Commercial_2023_SC B_GWh_Before Competition Groups_Reach-in Shaded Pole to ECM/PSC Evaporator Fan Motor
Commercial | Com ¦ LED or Equivalent Sign Lighting | 2023 | SC B | GWh | Before Competition Groups | 76.8689 | 0 | 0 | 4013.5887 | 0.019152 | 14 | Commercial_2023_SC B_GWh_Before Competition Groups_14 | LED or Equivalent Sign Lighting | 1.915% | 0 | 76.8689 | Commercial_2023_SC B_GWh_Before Competition Groups_LED or Equivalent Sign Lighting
Commercial | Com ¦ Variable Frequency Drive (VFD) | 2023 | SC B | GWh | Before Competition Groups | 74.6702 | 0 | 0 | 4013.5887 | 0.018604 | 15 | Commercial_2023_SC B_GWh_Before Competition Groups_15 | Variable Frequency Drive (VFD) | 1.86% | 0 | 74.6702 | Commercial_2023_SC B_GWh_Before Competition Groups_Variable Frequency Drive (VFD)
Commercial | Com ¦ ENERGY STAR LED LAMPS (General Service Lamps) | 2023 | SC B | GWh | Before Competition Groups | 74.4805 | 0 | 0 | 4013.5887 | 0.018557 | 16 | Commercial_2023_SC B_GWh_Before Competition Groups_16 | ENERGY STAR LED LAMPS (General Service Lamps) | 1.856% | 0 | 74.4805 | Commercial_2023_SC B_GWh_Before Competition Groups_ENERGY STAR LED LAMPS (General Service Lamps)
Commercial | Com ¦ High Efficiency Air Source Heat Pump | 2023 | SC B | GWh | Before Competition Groups | 74.1992 | 0 | 0 | 4013.5887 | 0.018487 | 17 | Commercial_2023_SC B_GWh_Before Competition Groups_17 | High Efficiency Air Source Heat Pump | 1.849% | 0 | 74.1992 | Commercial_2023_SC B_GWh_Before Competition Groups_High Efficiency Air Source Heat Pump
Commercial | Com ¦ Demand Control Ventilation | 2023 | SC B | GWh | Before Competition Groups | 74.1271 | 0 | 0 | 4013.5887 | 0.018469 | 18 | Commercial_2023_SC B_GWh_Before Competition Groups_18 | Demand Control Ventilation | 1.847% | 0 | 74.1271 | Commercial_2023_SC B_GWh_Before Competition Groups_Demand Control Ventilation
Commercial | Com ¦ VFD on Pumps | 2023 | SC B | GWh | Before Competition Groups | 69.7443 | 0 | 0 | 4013.5887 | 0.017377 | 19 | Commercial_2023_SC B_GWh_Before Competition Groups_19 | VFD on Pumps | 1.738% | 0 | 69.7443 | Commercial_2023_SC B_GWh_Before Competition Groups_VFD on Pumps
Commercial | Com ¦ Air Handler with Dedicated Outdoor Air Systems | 2023 | SC B | GWh | Before Competition Groups | 56.2362 | 0 | 0 | 4013.5887 | 0.014011 | 20 | Commercial_2023_SC B_GWh_Before Competition Groups_20 | Air Handler with Dedicated Outdoor Air Systems | 1.401% | 0 | 56.2362 | Commercial_2023_SC B_GWh_Before Competition Groups_Air Handler with Dedicated Outdoor Air Systems
Commercial | Com ¦ Centrally controlled desktop PC/NETWORK PC POWER MANAGEMENT SOFTWARE | 2023 | SC B | GWh | Before Competition Groups | 55.7753 | 0 | 0 | 4013.5887 | 0.013897 | 21 | Commercial_2023_SC B_GWh_Before Competition Groups_21 | Centrally controlled desktop PC/NETWORK PC POWER MANAGEMENT SOFTWARE | 1.39% | 0 | 55.7753 | Commercial_2023_SC B_GWh_Before Competition Groups_Centrally controlled desktop PC/NETWORK PC POWER MANAGEMENT SOFTWARE
Commercial | Com ¦ Adaptive Thermostats | 2023 | SC B | GWh | Before Competition Groups | 49.1155 | 0 | 0 | 4013.5887 | 0.012237 | 22 | Commercial_2023_SC B_GWh_Before Competition Groups_22 | Adaptive Thermostats | 1.224% | 0 | 49.1155 | Commercial_2023_SC B_GWh_Before Competition Groups_Adaptive Thermostats
Commercial | Com ¦ Refrigerated Display Case Doors | 2023 | SC B | GWh | Before Competition Groups | 44.1089 | 0 | 0 | 4013.5887 | 0.01099 | 23 | Commercial_2023_SC B_GWh_Before Competition Groups_23 | Refrigerated Display Case Doors | 1.099% | 0 | 44.1089 | Commercial_2023_SC B_GWh_Before Competition Groups_Refrigerated Display Case Doors
Commercial | Com ¦ Advanced BAS/Controllers | 2023 | SC B | GWh | Before Competition Groups | 42.1022 | 0 | 0 | 4013.5887 | 0.01049 | 24 | Commercial_2023_SC B_GWh_Before Competition Groups_24 | Advanced BAS/Controllers | 1.049% | 0 | 42.1022 | Commercial_2023_SC B_GWh_Before Competition Groups_Advanced BAS/Controllers
Commercial | Com ¦ ECM MOTORS FOR EVAPORATOR FANS for refrigeration (WALK-IN) | 2023 | SC B | GWh | Before Competition Groups | 34.8749 | 0 | 0 | 4013.5887 | 0.0086892 | 25 | Commercial_2023_SC B_GWh_Before Competition Groups_25 | ECM MOTORS FOR EVAPORATOR FANS for refrigeration (WALK-IN) | 0.8689% | 0 | 34.8749 | Commercial_2023_SC B_GWh_Before Competition Groups_ECM MOTORS FOR EVAPORATOR FANS for refrigeration (WALK-IN)
Commercial | Com ¦ Condensing Unit Heaters or other Efficient Unit Heating System | 2023 | SC B | GWh | Before Competition Groups | 33.7215 | 0 | 0 | 4013.5887 | 0.0084018 | 26 | Commercial_2023_SC B_GWh_Before Competition Groups_26 | Condensing Unit Heaters or other Efficient Unit Heating System | 0.8402% | 0 | 33.7215 | Commercial_2023_SC B_GWh_Before Competition Groups_Condensing Unit Heaters or other Efficient Unit Heating System
Commercial | Com ¦ Freezer Case Light Sensor | 2023 | SC B | GWh | Before Competition Groups | 28.6355 | 0 | 0 | 4013.5887 | 0.0071346 | 27 | Commercial_2023_SC B_GWh_Before Competition Groups_27 | Freezer Case Light Sensor | 0.7135% | 0 | 28.6355 | Commercial_2023_SC B_GWh_Before Competition Groups_Freezer Case Light Sensor
Commercial | Com ¦ Evaporator Fan Controls | 2023 | SC B | GWh | Before Competition Groups | 27.9337 | 0 | 0 | 4013.5887 | 0.0069598 | 28 | Commercial_2023_SC B_GWh_Before Competition Groups_28 | Evaporator Fan Controls | 0.696% | 0 | 27.9337 | Commercial_2023_SC B_GWh_Before Competition Groups_Evaporator Fan Controls
Commercial | Com ¦ Demand Control Kitchen Ventilation | 2023 | SC B | GWh | Before Competition Groups | 22.8022 | 0 | 0 | 4013.5887 | 0.0056813 | 29 | Commercial_2023_SC B_GWh_Before Competition Groups_29 | Demand Control Kitchen Ventilation | 0.5681% | 0 | 22.8022 | Commercial_2023_SC B_GWh_Before Competition Groups_Demand Control Kitchen Ventilation
Commercial | Com ¦ Unitary Air-Conditioning Unit | 2023 | SC B | GWh | Before Competition Groups | 18.8658 | 0 | 0 | 4013.5887 | 0.0047005 | 30 | Commercial_2023_SC B_GWh_Before Competition Groups_30 | Unitary Air-Conditioning Unit | 0.47% | 0 | 18.8658 | Commercial_2023_SC B_GWh_Before Competition Groups_Unitary Air-Conditioning Unit
Commercial | Com ¦ Refrigerated Display Case LED | 2023 | SC B | GWh | Before Competition Groups | 17.2759 | 0 | 0 | 4013.5887 | 0.0043044 | 31 | Commercial_2023_SC B_GWh_Before Competition Groups_31 | Refrigerated Display Case LED | 0.4304% | 0 | 17.2759 | Commercial_2023_SC B_GWh_Before Competition Groups_Refrigerated Display Case LED
Commercial | Com ¦ Temperature Adjustment in Commercial Freezers | 2023 | SC B | GWh | Before Competition Groups | 10.6921 | 0 | 0 | 4013.5887 | 0.002664 | 32 | Commercial_2023_SC B_GWh_Before Competition Groups_32 | Temperature Adjustment in Commercial Freezers | 0.2664% | 0 | 10.6921 | Commercial_2023_SC B_GWh_Before Competition Groups_Temperature Adjustment in Commercial Freezers
Commercial | Com ¦ ENERGY STAR Griddle (74% eff) | 2023 | SC B | GWh | Before Competition Groups | 10.1714 | 0 | 0 | 4013.5887 | 0.0025342 | 33 | Commercial_2023_SC B_GWh_Before Competition Groups_33 | ENERGY STAR Griddle (74% eff) | 0.2534% | 0 | 10.1714 | Commercial_2023_SC B_GWh_Before Competition Groups_ENERGY STAR Griddle (74% eff)
Commercial | Com ¦ Elec Storage WH 2.30 Et | 2023 | SC B | GWh | Before Competition Groups | 9.4123 | 0 | 0 | 4013.5887 | 0.0023451 | 34 | Commercial_2023_SC B_GWh_Before Competition Groups_34 | Elec Storage WH 2.30 Et | 0.2345% | 0 | 9.4123 | Commercial_2023_SC B_GWh_Before Competition Groups_Elec Storage WH 2.30 Et
Commercial | Com ¦ Energy Efficient Laboratory Fume Hood | 2023 | SC B | GWh | Before Competition Groups | 8.908 | 0 | 0 | 4013.5887 | 0.0022194 | 35 | Commercial_2023_SC B_GWh_Before Competition Groups_35 | Energy Efficient Laboratory Fume Hood | 0.2219% | 0 | 8.908 | Commercial_2023_SC B_GWh_Before Competition Groups_Energy Efficient Laboratory Fume Hood
Commercial | Com ¦ CO Sensors for parking garage exhaust fans | 2023 | SC B | GWh | Before Competition Groups | 8.8672 | 0 | 0 | 4013.5887 | 0.0022093 | 36 | Commercial_2023_SC B_GWh_Before Competition Groups_36 | CO Sensors for parking garage exhaust fans | 0.2209% | 0 | 8.8672 | Commercial_2023_SC B_GWh_Before Competition Groups_CO Sensors for parking garage exhaust fans
Commercial | Com ¦ BEVERAGE VENDING MACHINE CONTROLS | 2023 | SC B | GWh | Before Competition Groups | 8.8099 | 0 | 0 | 4013.5887 | 0.002195 | 37 | Commercial_2023_SC B_GWh_Before Competition Groups_37 | BEVERAGE VENDING MACHINE CONTROLS | 0.2195% | 0 | 8.8099 | Commercial_2023_SC B_GWh_Before Competition Groups_BEVERAGE VENDING MACHINE CONTROLS
Commercial | Com ¦ Chilled Water Optimization | 2023 | SC B | GWh | Before Competition Groups | 8.3278 | 0 | 0 | 4013.5887 | 0.0020749 | 38 | Commercial_2023_SC B_GWh_Before Competition Groups_38 | Chilled Water Optimization | 0.2075% | 0 | 8.3278 | Commercial_2023_SC B_GWh_Before Competition Groups_Chilled Water Optimization
Commercial | Com ¦ Vertical Night Covers | 2023 | SC B | GWh | Before Competition Groups | 8.2859 | 0 | 0 | 4013.5887 | 0.0020645 | 39 | Commercial_2023_SC B_GWh_Before Competition Groups_39 | Vertical Night Covers | 0.2064% | 0 | 8.2859 | Commercial_2023_SC B_GWh_Before Competition Groups_Vertical Night Covers
Commercial | Com ¦ Door Gasket Freezer/Refrigerator | 2023 | SC B | GWh | Before Competition Groups | 7.9577 | 0 | 0 | 4013.5887 | 0.0019827 | 40 | Commercial_2023_SC B_GWh_Before Competition Groups_40 | Door Gasket Freezer/Refrigerator | 0.1983% | 0 | 7.9577 | Commercial_2023_SC B_GWh_Before Competition Groups_Door Gasket Freezer/Refrigerator
Commercial | Com ¦ Occupancy Sensors | 2023 | SC B | GWh | Before Competition Groups | 7.8803 | 0 | 0 | 4013.5887 | 0.0019634 | 41 | Commercial_2023_SC B_GWh_Before Competition Groups_41 | Occupancy Sensors | 0.1963% | 0 | 7.8803 | Commercial_2023_SC B_GWh_Before Competition Groups_Occupancy Sensors
Commercial | Com ¦ Duct Insulation, R8 | 2023 | SC B | GWh | Before Competition Groups | 7.5016 | 0 | 0 | 4013.5887 | 0.0018691 | 42 | Commercial_2023_SC B_GWh_Before Competition Groups_42 | Duct Insulation, R8 | 0.1869% | 0 | 7.5016 | Commercial_2023_SC B_GWh_Before Competition Groups_Duct Insulation, R8
Commercial | Com ¦ Water Heating (DHW) Pipe Insulation (Add 3/4\ Foam)" | 2023 | SC B | GWh | Before Competition Groups | 7.1688 | 0 | 0 | 4013.5887 | 0.0017861 | 43 | Commercial_2023_SC B_GWh_Before Competition Groups_43 | Water Heating (DHW) Pipe Insulation (Add 3/4\ Foam)" | 0.1786% | 0 | 7.1688 | Commercial_2023_SC B_GWh_Before Competition Groups_Water Heating (DHW) Pipe Insulation (Add 3/4\ Foam)"
Commercial | Com ¦ Outside Air Economizer | 2023 | SC B | GWh | Before Competition Groups | 6.2614 | 0 | 0 | 4013.5887 | 0.00156 | 44 | Commercial_2023_SC B_GWh_Before Competition Groups_44 | Outside Air Economizer | 0.156% | 0 | 6.2614 | Commercial_2023_SC B_GWh_Before Competition Groups_Outside Air Economizer
Commercial | Com ¦ Suction Pipe Insulation Freezer/Refrigerator | 2023 | SC B | GWh | Before Competition Groups | 4.5359 | 0 | 0 | 4013.5887 | 0.0011301 | 45 | Commercial_2023_SC B_GWh_Before Competition Groups_45 | Suction Pipe Insulation Freezer/Refrigerator | 0.113% | 0 | 4.5359 | Commercial_2023_SC B_GWh_Before Competition Groups_Suction Pipe Insulation Freezer/Refrigerator
Commercial | Com ¦ ENERGY STAR Fryer (84% eff) | 2023 | SC B | GWh | Before Competition Groups | 3.6393 | 0 | 0 | 4013.5887 | 0.00090674 | 46 | Commercial_2023_SC B_GWh_Before Competition Groups_46 | ENERGY STAR Fryer (84% eff) | 0.09067% | 0 | 3.6393 | Commercial_2023_SC B_GWh_Before Competition Groups_ENERGY STAR Fryer (84% eff)
Commercial | Com ¦ Water Source Heat Pump (4 ton) | 2023 | SC B | GWh | Before Competition Groups | 3.4781 | 0 | 0 | 4013.5887 | 0.00086658 | 47 | Commercial_2023_SC B_GWh_Before Competition Groups_47 | Water Source Heat Pump (4 ton) | 0.08666% | 0 | 3.4781 | Commercial_2023_SC B_GWh_Before Competition Groups_Water Source Heat Pump (4 ton)
Commercial | Com ¦ Ozone Laundry Treatment | 2023 | SC B | GWh | Before Competition Groups | 2.0359 | 0 | 0 | 4013.5887 | 0.00050725 | 48 | Commercial_2023_SC B_GWh_Before Competition Groups_48 | Ozone Laundry Treatment | 0.05073% | 0 | 2.0359 | Commercial_2023_SC B_GWh_Before Competition Groups_Ozone Laundry Treatment
Commercial | Com ¦ ENERGY STAR Dishwasher | 2023 | SC B | GWh | Before Competition Groups | 1.9374 | 0 | 0 | 4013.5887 | 0.00048272 | 49 | Commercial_2023_SC B_GWh_Before Competition Groups_49 | ENERGY STAR Dishwasher | 0.04827% | 0 | 1.9374 | Commercial_2023_SC B_GWh_Before Competition Groups_ENERGY STAR Dishwasher
Commercial | Com ¦ ENERGY STAR Steam Cookers | 2023 | SC B | GWh | Before Competition Groups | 1.7364 | 0 | 0 | 4013.5887 | 0.00043263 | 50 | Commercial_2023_SC B_GWh_Before Competition Groups_50 | ENERGY STAR Steam Cookers | 0.04326% | 0 | 1.7364 | Commercial_2023_SC B_GWh_Before Competition Groups_ENERGY STAR Steam Cookers
Commercial | Com ¦ Demand controlled Circulating Systems | 2023 | SC B | GWh | Before Competition Groups | 1.5622 | 0 | 0 | 4013.5887 | 0.00038924 | 51 | Commercial_2023_SC B_GWh_Before Competition Groups_51 | Demand controlled Circulating Systems | 0.03892% | 0 | 1.5622 | Commercial_2023_SC B_GWh_Before Competition Groups_Demand controlled Circulating Systems
Commercial | Com ¦ Thermostat Setback | 2023 | SC B | GWh | Before Competition Groups | 1.4847 | 0 | 0 | 4013.5887 | 0.00036992 | 52 | Commercial_2023_SC B_GWh_Before Competition Groups_52 | Thermostat Setback | 0.03699% | 0 | 1.4847 | Commercial_2023_SC B_GWh_Before Competition Groups_Thermostat Setback
Commercial | Com ¦ ECM MOTORS FOR HVAC APPLICATION (FAN-POWERED VAV BOX) | 2023 | SC B | GWh | Before Competition Groups | 0.88083 | 0 | 0 | 4013.5887 | 0.00021946 | 53 | Commercial_2023_SC B_GWh_Before Competition Groups_53 | ECM MOTORS FOR HVAC APPLICATION (FAN-POWERED VAV BOX) | 0.02195% | 0 | 0.88083 | Commercial_2023_SC B_GWh_Before Competition Groups_ECM MOTORS FOR HVAC APPLICATION (FAN-POWERED VAV BOX)
Commercial | Com ¦ Condensing Make Up Air Unit | 2023 | SC B | GWh | Before Competition Groups | 0.5172 | 0 | 0 | 4013.5887 | 0.00012886 | 54 | Commercial_2023_SC B_GWh_Before Competition Groups_54 | Condensing Make Up Air Unit | 0.01289% | 0 | 0.5172 | Commercial_2023_SC B_GWh_Before Competition Groups_Condensing Make Up Air Unit
Commercial | Com ¦ CEE Tier 2/Energy Star Clothes Washers | 2023 | SC B | GWh | Before Competition Groups | 0.41089 | 0 | 0 | 4013.5887 | 0.00010237 | 55 | Commercial_2023_SC B_GWh_Before Competition Groups_55 | CEE Tier 2/Energy Star Clothes Washers | 0.01024% | 0 | 0.41089 | Commercial_2023_SC B_GWh_Before Competition Groups_CEE Tier 2/Energy Star Clothes Washers
Commercial | Com ¦ Auto Off Time Switch or Time Clock control | 2023 | SC B | GWh | Before Competition Groups | 0.39689 | 0 | 0 | 4013.5887 | 9.8888e-05 | 56 | Commercial_2023_SC B_GWh_Before Competition Groups_56 | Auto Off Time Switch or Time Clock control | 0.009889% | 0 | 0.39689 | Commercial_2023_SC B_GWh_Before Competition Groups_Auto Off Time Switch or Time Clock control
Commercial | Com ¦ Low Flow Pre-Rinse Spray Nozzle | 2023 | SC B | GWh | Before Competition Groups | 0.24664 | 0 | 0 | 4013.5887 | 6.145e-05 | 57 | Commercial_2023_SC B_GWh_Before Competition Groups_57 | Low Flow Pre-Rinse Spray Nozzle | 0.006145% | 0 | 0.24664 | Commercial_2023_SC B_GWh_Before Competition Groups_Low Flow Pre-Rinse Spray Nozzle
Commercial | Com ¦ Notched V belts for HVAC Systems | 2023 | SC B | GWh | Before Competition Groups | 0.23864 | 0 | 0 | 4013.5887 | 5.9459e-05 | 58 | Commercial_2023_SC B_GWh_Before Competition Groups_58 | Notched V belts for HVAC Systems | 0.005946% | 0 | 0.23864 | Commercial_2023_SC B_GWh_Before Competition Groups_Notched V belts for HVAC Systems
Commercial | Com ¦ Solar Water Preheat (Pools/DHW) | 2023 | SC B | GWh | Before Competition Groups | 0.17653 | 0 | 0 | 4013.5887 | 4.3984e-05 | 59 | Commercial_2023_SC B_GWh_Before Competition Groups_59 | Solar Water Preheat (Pools/DHW) | 0.004398% | 0 | 0.17653 | Commercial_2023_SC B_GWh_Before Competition Groups_Solar Water Preheat (Pools/DHW)
Commercial | COM ¦ Ductless Mini-Split Heat Pumps | 2023 | SC B | GWh | Before Competition Groups | 0.17606 | 0 | 0 | 4013.5887 | 4.3866e-05 | 60 | Commercial_2023_SC B_GWh_Before Competition Groups_60 | Ductless Mini-Split Heat Pumps | 0.004387% | 0 | 0.17606 | Commercial_2023_SC B_GWh_Before Competition Groups_Ductless Mini-Split Heat Pumps
Commercial | Com ¦ PTAC (12 EER/10,000 BTU) | 2023 | SC B | GWh | Before Competition Groups | 0.16274 | 0 | 0 | 4013.5887 | 4.0548e-05 | 61 | Commercial_2023_SC B_GWh_Before Competition Groups_61 | PTAC (12 EER/10,000 BTU) | 0.004055% | 0 | 0.16274 | Commercial_2023_SC B_GWh_Before Competition Groups_PTAC (12 EER/10,000 BTU)
Commercial | Com ¦ HVAC Optimization | 2023 | SC B | GWh | Before Competition Groups | 0.15253 | 0 | 0 | 4013.5887 | 3.8002e-05 | 62 | Commercial_2023_SC B_GWh_Before Competition Groups_62 | HVAC Optimization | 0.0038% | 0 | 0.15253 | Commercial_2023_SC B_GWh_Before Competition Groups_HVAC Optimization
Commercial | Com ¦ Commercial Hot Food Holding Cabinets | 2023 | SC B | GWh | Before Competition Groups | 0.080607 | 0 | 0 | 4013.5887 | 2.0084e-05 | 63 | Commercial_2023_SC B_GWh_Before Competition Groups_63 | Commercial Hot Food Holding Cabinets | 0.002008% | 0 | 0.080607 | Commercial_2023_SC B_GWh_Before Competition Groups_Commercial Hot Food Holding Cabinets
Commercial | Com ¦ Wall Insulation | 2023 | SC B | GWh | Before Competition Groups | 0.067295 | 0 | 0 | 4013.5887 | 1.6767e-05 | 64 | Commercial_2023_SC B_GWh_Before Competition Groups_64 | Wall Insulation | 0.001677% | 0 | 0.067295 | Commercial_2023_SC B_GWh_Before Competition Groups_Wall Insulation
Commercial | Com ¦ Energy Recovery Ventilation and Ventilation (Enhanced) | 2023 | SC B | GWh | Before Competition Groups | 0.038717 | 0 | 0 | 4013.5887 | 9.6464e-06 | 65 | Commercial_2023_SC B_GWh_Before Competition Groups_65 | Energy Recovery Ventilation and Ventilation (Enhanced) | 0.0009646% | 0 | 0.038717 | Commercial_2023_SC B_GWh_Before Competition Groups_Energy Recovery Ventilation and Ventilation (Enhanced)
Commercial | Com ¦ Air Curtains | 2023 | SC B | GWh | Before Competition Groups | 0.017447 | 0 | 0 | 4013.5887 | 4.3471e-06 | 66 | Commercial_2023_SC B_GWh_Before Competition Groups_66 | Air Curtains | 0.0004347% | 0 | 0.017447 | Commercial_2023_SC B_GWh_Before Competition Groups_Air Curtains
Commercial | Com ¦ High Efficiency Chiller (avg of water and air cooled) | 2023 | SC B | GWh | Before Competition Groups | 0.013104 | 0 | 0 | 4013.5887 | 3.2649e-06 | 67 | Commercial_2023_SC B_GWh_Before Competition Groups_67 | High Efficiency Chiller (avg of water and air cooled) | 0.0003265% | 0 | 0.013104 | Commercial_2023_SC B_GWh_Before Competition Groups_High Efficiency Chiller (avg of water and air cooled)
Commercial | Com ¦ High Efficiency Small Instantaneous Water Heater | 2023 | SC B | GWh | Before Competition Groups | 0.011422 | 0 | 0 | 4013.5887 | 2.8459e-06 | 68 | Commercial_2023_SC B_GWh_Before Competition Groups_68 | High Efficiency Small Instantaneous Water Heater | 0.0002846% | 0 | 0.011422 | Commercial_2023_SC B_GWh_Before Competition Groups_High Efficiency Small Instantaneous Water Heater
Commercial | Com ¦ VSD Air Compressor | 2023 | SC B | GWh | Before Competition Groups | 0.010387 | 0 | 0 | 4013.5887 | 2.588e-06 | 69 | Commercial_2023_SC B_GWh_Before Competition Groups_69 | VSD Air Compressor | 0.0002588% | 0 | 0.010387 | Commercial_2023_SC B_GWh_Before Competition Groups_VSD Air Compressor
Commercial | Com ¦ Room AC (w/ louvered sides) 14 SEER from 12 SEER code | 2023 | SC B | GWh | Before Competition Groups | 0.0084131 | 0 | 0 | 4013.5887 | 2.0961e-06 | 70 | Commercial_2023_SC B_GWh_Before Competition Groups_70 | Room AC (w/ louvered sides) 14 SEER from 12 SEER code | 0.0002096% | 0 | 0.0084131 | Commercial_2023_SC B_GWh_Before Competition Groups_Room AC (w/ louvered sides) 14 SEER from 12 SEER code
Commercial | Com ¦ EC Plug Fan for Data Center (under cabinet) | 2023 | SC B | GWh | Before Competition Groups | 0.0054181 | 0 | 0 | 4013.5887 | 1.3499e-06 | 71 | Commercial_2023_SC B_GWh_Before Competition Groups_71 | EC Plug Fan for Data Center (under cabinet) | 0.000135% | 0 | 0.0054181 | Commercial_2023_SC B_GWh_Before Competition Groups_EC Plug Fan for Data Center (under cabinet)
Commercial | Com ¦ Electric Convection Combination Ovens | 2023 | SC B | GWh | Before Competition Groups | 0.0011494 | 0 | 0 | 4013.5887 | 2.8637e-07 | 72 | Commercial_2023_SC B_GWh_Before Competition Groups_72 | Electric Convection Combination Ovens | 2.864e-05% | 0 | 0.0011494 | Commercial_2023_SC B_GWh_Before Competition Groups_Electric Convection Combination Ovens
Commercial | Com ¦ LLLC - Low Impact Application | 2023 | SC B | GWh | Before Competition Groups | 1.6556e-18 | 0 | 0 | 4013.5887 | 4.125e-22 | 73 | Commercial_2023_SC B_GWh_Before Competition Groups_73 | LLLC - Low Impact Application | 4.125e-20% | 0 | 1.6556e-18 | Commercial_2023_SC B_GWh_Before Competition Groups_LLLC - Low Impact Application
Commercial | Com ¦ LLLC - High Impact Application | 2023 | SC B | GWh | Before Competition Groups | 5.6919e-19 | 0 | 0 | 4013.5887 | 1.4181e-22 | 74 | Commercial_2023_SC B_GWh_Before Competition Groups_74 | LLLC - High Impact Application | 1.418e-20% | 0 | 5.6919e-19 | Commercial_2023_SC B_GWh_Before Competition Groups_LLLC - High Impact Application
Commercial | Com ¦ Networked/Connected - High Impact Application | 2023 | SC B | GWh | Before Competition Groups | 5.3612e-21 | 0 | 0 | 4013.5887 | 1.3358e-24 | 75 | Commercial_2023_SC B_GWh_Before Competition Groups_75 | Networked/Connected - High Impact Application | 1.336e-22% | 0 | 5.3612e-21 | Commercial_2023_SC B_GWh_Before Competition Groups_Networked/Connected - High Impact Application
Commercial | Com ¦ Networked/Connected - Low Impact Application | 2023 | SC B | GWh | Before Competition Groups | 2.0522e-21 | 0 | 0 | 4013.5887 | 5.1133e-25 | 76 | Commercial_2023_SC B_GWh_Before Competition Groups_76 | Networked/Connected - Low Impact Application | 5.113e-23% | 0 | 2.0522e-21 | Commercial_2023_SC B_GWh_Before Competition Groups_Networked/Connected - Low Impact Application
Commercial | Com ¦ Efficient compressor motor | 2023 | SC B | GWh | Before Competition Groups | 0 | 0 | 0 | 4013.5887 | 0 | 77 | Commercial_2023_SC B_GWh_Before Competition Groups_77 | Efficient compressor motor | 0% | 0 | 0 | Commercial_2023_SC B_GWh_Before Competition Groups_Efficient compressor motor
Commercial | Com ¦ Indoor Daylight Sensors/Photocell Dimming Control | 2023 | SC B | GWh | Before Competition Groups | 0 | 0 | 0 | 4013.5887 | 0 | 78 | Commercial_2023_SC B_GWh_Before Competition Groups_78 | Indoor Daylight Sensors/Photocell Dimming Control | 0% | 0 | 0 | Commercial_2023_SC B_GWh_Before Competition Groups_Indoor Daylight Sensors/Photocell Dimming Control
Commercial | Com ¦ LED RECESSED DOWNLIGHTS | 2023 | SC B | GWh | Before Competition Groups | 0 | 0 | 0 | 4013.5887 | 0 | 79 | Commercial_2023_SC B_GWh_Before Competition Groups_79 | LED RECESSED DOWNLIGHTS | 0% | 0 | 0 | Commercial_2023_SC B_GWh_Before Competition Groups_LED RECESSED DOWNLIGHTS
Commercial | Com ¦ Variable Refrigerant Flow Heat Pump | 2023 | SC B | GWh | Before Competition Groups | 0 | 0 | 0 | 4013.5887 | 0 | 80 | Commercial_2023_SC B_GWh_Before Competition Groups_80 | Variable Refrigerant Flow Heat Pump | 0% | 0 | 0 | Commercial_2023_SC B_GWh_Before Competition Groups_Variable Refrigerant Flow Heat Pump
Commercial | Com ¦ ENERGY STAR LED LAMPS (REFLECTOR LAMPs/MR16/PAR 16) | 2023 | SC C | GWh | Before Competition Groups | 518.2022 | 0 | 0 | 3166.0961 | 0.16367 | 1 | Commercial_2023_SC C_GWh_Before Competition Groups_1 | ENERGY STAR LED LAMPS (REFLECTOR LAMPs/MR16/PAR 16) | 16.37% | 0 | 518.2022 | Commercial_2023_SC C_GWh_Before Competition Groups_ENERGY STAR LED LAMPS (REFLECTOR LAMPs/MR16/PAR 16)
Commercial | Com ¦ LED EXTERIOR AREA LIGHTS - LED fixture (200W) | 2023 | SC C | GWh | Before Competition Groups | 301.0614 | 0 | 0 | 3166.0961 | 0.095089 | 2 | Commercial_2023_SC C_GWh_Before Competition Groups_2 | LED EXTERIOR AREA LIGHTS - LED fixture (200W) | 9.509% | 0 | 301.0614 | Commercial_2023_SC C_GWh_Before Competition Groups_LED EXTERIOR AREA LIGHTS - LED fixture (200W)
Commercial | Com ¦ LED parking lot fixture | 2023 | SC C | GWh | Before Competition Groups | 297.8617 | 0 | 0 | 3166.0961 | 0.094079 | 3 | Commercial_2023_SC C_GWh_Before Competition Groups_3 | LED parking lot fixture | 9.408% | 0 | 297.8617 | Commercial_2023_SC C_GWh_Before Competition Groups_LED parking lot fixture
Commercial | Com ¦ LED Troffer/Surface/Suspended | 2023 | SC C | GWh | Before Competition Groups | 281.4413 | 0 | 0 | 3166.0961 | 0.088892 | 4 | Commercial_2023_SC C_GWh_Before Competition Groups_4 | LED Troffer/Surface/Suspended | 8.889% | 0 | 281.4413 | Commercial_2023_SC C_GWh_Before Competition Groups_LED Troffer/Surface/Suspended
Commercial | Com ¦ LED Low/High Bay | 2023 | SC C | GWh | Before Competition Groups | 266.7754 | 0 | 0 | 3166.0961 | 0.08426 | 5 | Commercial_2023_SC C_GWh_Before Competition Groups_5 | LED Low/High Bay | 8.426% | 0 | 266.7754 | Commercial_2023_SC C_GWh_Before Competition Groups_LED Low/High Bay
Commercial | Com ¦ LED Replacement Lamp (Tube) | 2023 | SC C | GWh | Before Competition Groups | 223.2325 | 0 | 0 | 3166.0961 | 0.070507 | 6 | Commercial_2023_SC C_GWh_Before Competition Groups_6 | LED Replacement Lamp (Tube) | 7.051% | 0 | 223.2325 | Commercial_2023_SC C_GWh_Before Competition Groups_LED Replacement Lamp (Tube)
Commercial | Com ¦ LED street light fixture | 2023 | SC C | GWh | Before Competition Groups | 170.6211 | 0 | 0 | 3166.0961 | 0.05389 | 7 | Commercial_2023_SC C_GWh_Before Competition Groups_7 | LED street light fixture | 5.389% | 0 | 170.6211 | Commercial_2023_SC C_GWh_Before Competition Groups_LED street light fixture
Commercial | Com ¦ Building Recommissioning, Operations and Maintenance (O&M) Improvements | 2023 | SC C | GWh | Before Competition Groups | 132.2641 | 0 | 0 | 3166.0961 | 0.041775 | 8 | Commercial_2023_SC C_GWh_Before Competition Groups_8 | Building Recommissioning, Operations and Maintenance (O&M) Improvements | 4.178% | 0 | 132.2641 | Commercial_2023_SC C_GWh_Before Competition Groups_Building Recommissioning, Operations and Maintenance (O&M) Improvements
Commercial | Com ¦ Data Center Storage/Server Virtualization | 2023 | SC C | GWh | Before Competition Groups | 110.3409 | 0 | 0 | 3166.0961 | 0.034851 | 9 | Commercial_2023_SC C_GWh_Before Competition Groups_9 | Data Center Storage/Server Virtualization | 3.485% | 0 | 110.3409 | Commercial_2023_SC C_GWh_Before Competition Groups_Data Center Storage/Server Virtualization
Commercial | Com ¦ Furnace Tune-Up | 2023 | SC C | GWh | Before Competition Groups | 84.2734 | 0 | 0 | 3166.0961 | 0.026617 | 10 | Commercial_2023_SC C_GWh_Before Competition Groups_10 | Furnace Tune-Up | 2.662% | 0 | 84.2734 | Commercial_2023_SC C_GWh_Before Competition Groups_Furnace Tune-Up
Commercial | Com ¦ LED or Equivalent Sign Lighting | 2023 | SC C | GWh | Before Competition Groups | 76.8689 | 0 | 0 | 3166.0961 | 0.024279 | 11 | Commercial_2023_SC C_GWh_Before Competition Groups_11 | LED or Equivalent Sign Lighting | 2.428% | 0 | 76.8689 | Commercial_2023_SC C_GWh_Before Competition Groups_LED or Equivalent Sign Lighting
Commercial | Com ¦ Reach-in Shaded Pole to ECM/PSC Evaporator Fan Motor | 2023 | SC C | GWh | Before Competition Groups | 76.2574 | 0 | 0 | 3166.0961 | 0.024086 | 12 | Commercial_2023_SC C_GWh_Before Competition Groups_12 | Reach-in Shaded Pole to ECM/PSC Evaporator Fan Motor | 2.409% | 0 | 76.2574 | Commercial_2023_SC C_GWh_Before Competition Groups_Reach-in Shaded Pole to ECM/PSC Evaporator Fan Motor
Commercial | Com ¦ ENERGY STAR LED LAMPS (General Service Lamps) | 2023 | SC C | GWh | Before Competition Groups | 74.4805 | 0 | 0 | 3166.0961 | 0.023524 | 13 | Commercial_2023_SC C_GWh_Before Competition Groups_13 | ENERGY STAR LED LAMPS (General Service Lamps) | 2.352% | 0 | 74.4805 | Commercial_2023_SC C_GWh_Before Competition Groups_ENERGY STAR LED LAMPS (General Service Lamps)
Commercial | Com ¦ High Efficiency Air Source Heat Pump | 2023 | SC C | GWh | Before Competition Groups | 74.1994 | 0 | 0 | 3166.0961 | 0.023436 | 14 | Commercial_2023_SC C_GWh_Before Competition Groups_14 | High Efficiency Air Source Heat Pump | 2.344% | 0 | 74.1994 | Commercial_2023_SC C_GWh_Before Competition Groups_High Efficiency Air Source Heat Pump
Commercial | Com ¦ Education and Capacity Building/Energy Behavior | 2023 | SC C | GWh | Before Competition Groups | 48.9292 | 0 | 0 | 3166.0961 | 0.015454 | 15 | Commercial_2023_SC C_GWh_Before Competition Groups_15 | Education and Capacity Building/Energy Behavior | 1.545% | 0 | 48.9292 | Commercial_2023_SC C_GWh_Before Competition Groups_Education and Capacity Building/Energy Behavior
Commercial | Com ¦ Strip Curtains | 2023 | SC C | GWh | Before Competition Groups | 45.2944 | 0 | 0 | 3166.0961 | 0.014306 | 16 | Commercial_2023_SC C_GWh_Before Competition Groups_16 | Strip Curtains | 1.431% | 0 | 45.2944 | Commercial_2023_SC C_GWh_Before Competition Groups_Strip Curtains
Commercial | Com ¦ Advanced BAS/Controllers | 2023 | SC C | GWh | Before Competition Groups | 34.3667 | 0 | 0 | 3166.0961 | 0.010855 | 17 | Commercial_2023_SC C_GWh_Before Competition Groups_17 | Advanced BAS/Controllers | 1.085% | 0 | 34.3667 | Commercial_2023_SC C_GWh_Before Competition Groups_Advanced BAS/Controllers
Commercial | Com ¦ Refrigerated Display Case Doors | 2023 | SC C | GWh | Before Competition Groups | 34.3466 | 0 | 0 | 3166.0961 | 0.010848 | 18 | Commercial_2023_SC C_GWh_Before Competition Groups_18 | Refrigerated Display Case Doors | 1.085% | 0 | 34.3466 | Commercial_2023_SC C_GWh_Before Competition Groups_Refrigerated Display Case Doors
Commercial | Com ¦ Demand Control Ventilation | 2023 | SC C | GWh | Before Competition Groups | 30.4103 | 0 | 0 | 3166.0961 | 0.009605 | 19 | Commercial_2023_SC C_GWh_Before Competition Groups_19 | Demand Control Ventilation | 0.9605% | 0 | 30.4103 | Commercial_2023_SC C_GWh_Before Competition Groups_Demand Control Ventilation
Commercial | Com ¦ Centrally controlled desktop PC/NETWORK PC POWER MANAGEMENT SOFTWARE | 2023 | SC C | GWh | Before Competition Groups | 29.6621 | 0 | 0 | 3166.0961 | 0.0093687 | 20 | Commercial_2023_SC C_GWh_Before Competition Groups_20 | Centrally controlled desktop PC/NETWORK PC POWER MANAGEMENT SOFTWARE | 0.9369% | 0 | 29.6621 | Commercial_2023_SC C_GWh_Before Competition Groups_Centrally controlled desktop PC/NETWORK PC POWER MANAGEMENT SOFTWARE
Commercial | Com ¦ Variable Frequency Drive (VFD) | 2023 | SC C | GWh | Before Competition Groups | 28.0702 | 0 | 0 | 3166.0961 | 0.0088659 | 21 | Commercial_2023_SC C_GWh_Before Competition Groups_21 | Variable Frequency Drive (VFD) | 0.8866% | 0 | 28.0702 | Commercial_2023_SC C_GWh_Before Competition Groups_Variable Frequency Drive (VFD)
Commercial | Com ¦ VFD on Pumps | 2023 | SC C | GWh | Before Competition Groups | 26.2159 | 0 | 0 | 3166.0961 | 0.0082802 | 22 | Commercial_2023_SC C_GWh_Before Competition Groups_22 | VFD on Pumps | 0.828% | 0 | 26.2159 | Commercial_2023_SC C_GWh_Before Competition Groups_VFD on Pumps
Commercial | Com ¦ Adaptive Thermostats | 2023 | SC C | GWh | Before Competition Groups | 23.012 | 0 | 0 | 3166.0961 | 0.0072683 | 23 | Commercial_2023_SC C_GWh_Before Competition Groups_23 | Adaptive Thermostats | 0.7268% | 0 | 23.012 | Commercial_2023_SC C_GWh_Before Competition Groups_Adaptive Thermostats
Commercial | Com ¦ Air Handler with Dedicated Outdoor Air Systems | 2023 | SC C | GWh | Before Competition Groups | 15.9139 | 0 | 0 | 3166.0961 | 0.0050264 | 24 | Commercial_2023_SC C_GWh_Before Competition Groups_24 | Air Handler with Dedicated Outdoor Air Systems | 0.5026% | 0 | 15.9139 | Commercial_2023_SC C_GWh_Before Competition Groups_Air Handler with Dedicated Outdoor Air Systems
Commercial | Com ¦ Refrigerated Display Case LED | 2023 | SC C | GWh | Before Competition Groups | 13.5625 | 0 | 0 | 3166.0961 | 0.0042837 | 25 | Commercial_2023_SC C_GWh_Before Competition Groups_25 | Refrigerated Display Case LED | 0.4284% | 0 | 13.5625 | Commercial_2023_SC C_GWh_Before Competition Groups_Refrigerated Display Case LED
Commercial | Com ¦ Unitary Air-Conditioning Unit | 2023 | SC C | GWh | Before Competition Groups | 13.2663 | 0 | 0 | 3166.0961 | 0.0041901 | 26 | Commercial_2023_SC C_GWh_Before Competition Groups_26 | Unitary Air-Conditioning Unit | 0.419% | 0 | 13.2663 | Commercial_2023_SC C_GWh_Before Competition Groups_Unitary Air-Conditioning Unit
Commercial | Com ¦ ECM MOTORS FOR EVAPORATOR FANS for refrigeration (WALK-IN) | 2023 | SC C | GWh | Before Competition Groups | 13.1012 | 0 | 0 | 3166.0961 | 0.004138 | 27 | Commercial_2023_SC C_GWh_Before Competition Groups_27 | ECM MOTORS FOR EVAPORATOR FANS for refrigeration (WALK-IN) | 0.4138% | 0 | 13.1012 | Commercial_2023_SC C_GWh_Before Competition Groups_ECM MOTORS FOR EVAPORATOR FANS for refrigeration (WALK-IN)
Commercial | Com ¦ Condensing Unit Heaters or other Efficient Unit Heating System | 2023 | SC C | GWh | Before Competition Groups | 12.6733 | 0 | 0 | 3166.0961 | 0.0040028 | 28 | Commercial_2023_SC C_GWh_Before Competition Groups_28 | Condensing Unit Heaters or other Efficient Unit Heating System | 0.4003% | 0 | 12.6733 | Commercial_2023_SC C_GWh_Before Competition Groups_Condensing Unit Heaters or other Efficient Unit Heating System
Commercial | Com ¦ Freezer Case Light Sensor | 2023 | SC C | GWh | Before Competition Groups | 10.7559 | 0 | 0 | 3166.0961 | 0.0033972 | 29 | Commercial_2023_SC C_GWh_Before Competition Groups_29 | Freezer Case Light Sensor | 0.3397% | 0 | 10.7559 | Commercial_2023_SC C_GWh_Before Competition Groups_Freezer Case Light Sensor
Commercial | Com ¦ Demand Control Kitchen Ventilation | 2023 | SC C | GWh | Before Competition Groups | 10.6721 | 0 | 0 | 3166.0961 | 0.0033707 | 30 | Commercial_2023_SC C_GWh_Before Competition Groups_30 | Demand Control Kitchen Ventilation | 0.3371% | 0 | 10.6721 | Commercial_2023_SC C_GWh_Before Competition Groups_Demand Control Kitchen Ventilation
Commercial | Com ¦ Evaporator Fan Controls | 2023 | SC C | GWh | Before Competition Groups | 10.4919 | 0 | 0 | 3166.0961 | 0.0033138 | 31 | Commercial_2023_SC C_GWh_Before Competition Groups_31 | Evaporator Fan Controls | 0.3314% | 0 | 10.4919 | Commercial_2023_SC C_GWh_Before Competition Groups_Evaporator Fan Controls
Commercial | Com ¦ ENERGY STAR Griddle (74% eff) | 2023 | SC C | GWh | Before Competition Groups | 10.1714 | 0 | 0 | 3166.0961 | 0.0032126 | 32 | Commercial_2023_SC C_GWh_Before Competition Groups_32 | ENERGY STAR Griddle (74% eff) | 0.3213% | 0 | 10.1714 | Commercial_2023_SC C_GWh_Before Competition Groups_ENERGY STAR Griddle (74% eff)
Commercial | Com ¦ Chilled Water Optimization | 2023 | SC C | GWh | Before Competition Groups | 8.3281 | 0 | 0 | 3166.0961 | 0.0026304 | 33 | Commercial_2023_SC C_GWh_Before Competition Groups_33 | Chilled Water Optimization | 0.263% | 0 | 8.3281 | Commercial_2023_SC C_GWh_Before Competition Groups_Chilled Water Optimization
Commercial | Com ¦ Occupancy Sensors | 2023 | SC C | GWh | Before Competition Groups | 7.8803 | 0 | 0 | 3166.0961 | 0.0024889 | 34 | Commercial_2023_SC C_GWh_Before Competition Groups_34 | Occupancy Sensors | 0.2489% | 0 | 7.8803 | Commercial_2023_SC C_GWh_Before Competition Groups_Occupancy Sensors
Commercial | Com ¦ Temperature Adjustment in Commercial Freezers | 2023 | SC C | GWh | Before Competition Groups | 4.0161 | 0 | 0 | 3166.0961 | 0.0012685 | 35 | Commercial_2023_SC C_GWh_Before Competition Groups_35 | Temperature Adjustment in Commercial Freezers | 0.1268% | 0 | 4.0161 | Commercial_2023_SC C_GWh_Before Competition Groups_Temperature Adjustment in Commercial Freezers
Commercial | Com ¦ Elec Storage WH 2.30 Et | 2023 | SC C | GWh | Before Competition Groups | 4.0108 | 0 | 0 | 3166.0961 | 0.0012668 | 36 | Commercial_2023_SC C_GWh_Before Competition Groups_36 | Elec Storage WH 2.30 Et | 0.1267% | 0 | 4.0108 | Commercial_2023_SC C_GWh_Before Competition Groups_Elec Storage WH 2.30 Et
Commercial | Com ¦ CO Sensors for parking garage exhaust fans | 2023 | SC C | GWh | Before Competition Groups | 3.6652 | 0 | 0 | 3166.0961 | 0.0011577 | 37 | Commercial_2023_SC C_GWh_Before Competition Groups_37 | CO Sensors for parking garage exhaust fans | 0.1158% | 0 | 3.6652 | Commercial_2023_SC C_GWh_Before Competition Groups_CO Sensors for parking garage exhaust fans
Commercial | Com ¦ ENERGY STAR Fryer (84% eff) | 2023 | SC C | GWh | Before Competition Groups | 3.6393 | 0 | 0 | 3166.0961 | 0.0011495 | 38 | Commercial_2023_SC C_GWh_Before Competition Groups_38 | ENERGY STAR Fryer (84% eff) | 0.1149% | 0 | 3.6393 | Commercial_2023_SC C_GWh_Before Competition Groups_ENERGY STAR Fryer (84% eff)
Commercial | Com ¦ BEVERAGE VENDING MACHINE CONTROLS | 2023 | SC C | GWh | Before Competition Groups | 3.4517 | 0 | 0 | 3166.0961 | 0.0010902 | 39 | Commercial_2023_SC C_GWh_Before Competition Groups_39 | BEVERAGE VENDING MACHINE CONTROLS | 0.109% | 0 | 3.4517 | Commercial_2023_SC C_GWh_Before Competition Groups_BEVERAGE VENDING MACHINE CONTROLS
Commercial | Com ¦ Energy Efficient Laboratory Fume Hood | 2023 | SC C | GWh | Before Competition Groups | 3.3436 | 0 | 0 | 3166.0961 | 0.0010561 | 40 | Commercial_2023_SC C_GWh_Before Competition Groups_40 | Energy Efficient Laboratory Fume Hood | 0.1056% | 0 | 3.3436 | Commercial_2023_SC C_GWh_Before Competition Groups_Energy Efficient Laboratory Fume Hood
Commercial | Com ¦ Door Gasket Freezer/Refrigerator | 2023 | SC C | GWh | Before Competition Groups | 3.343 | 0 | 0 | 3166.0961 | 0.0010559 | 41 | Commercial_2023_SC C_GWh_Before Competition Groups_41 | Door Gasket Freezer/Refrigerator | 0.1056% | 0 | 3.343 | Commercial_2023_SC C_GWh_Before Competition Groups_Door Gasket Freezer/Refrigerator
Commercial | Com ¦ Outside Air Economizer | 2023 | SC C | GWh | Before Competition Groups | 3.2762 | 0 | 0 | 3166.0961 | 0.0010348 | 42 | Commercial_2023_SC C_GWh_Before Competition Groups_42 | Outside Air Economizer | 0.1035% | 0 | 3.2762 | Commercial_2023_SC C_GWh_Before Competition Groups_Outside Air Economizer
Commercial | Com ¦ Vertical Night Covers | 2023 | SC C | GWh | Before Competition Groups | 3.1122 | 0 | 0 | 3166.0961 | 0.00098298 | 43 | Commercial_2023_SC C_GWh_Before Competition Groups_43 | Vertical Night Covers | 0.0983% | 0 | 3.1122 | Commercial_2023_SC C_GWh_Before Competition Groups_Vertical Night Covers
Commercial | Com ¦ Duct Insulation, R8 | 2023 | SC C | GWh | Before Competition Groups | 2.8187 | 0 | 0 | 3166.0961 | 0.00089026 | 44 | Commercial_2023_SC C_GWh_Before Competition Groups_44 | Duct Insulation, R8 | 0.08903% | 0 | 2.8187 | Commercial_2023_SC C_GWh_Before Competition Groups_Duct Insulation, R8
Commercial | Com ¦ Water Heating (DHW) Pipe Insulation (Add 3/4\ Foam)" | 2023 | SC C | GWh | Before Competition Groups | 2.6933 | 0 | 0 | 3166.0961 | 0.00085068 | 45 | Commercial_2023_SC C_GWh_Before Competition Groups_45 | Water Heating (DHW) Pipe Insulation (Add 3/4\ Foam)" | 0.08507% | 0 | 2.6933 | Commercial_2023_SC C_GWh_Before Competition Groups_Water Heating (DHW) Pipe Insulation (Add 3/4\ Foam)"
Commercial | Com ¦ Water Source Heat Pump (4 ton) | 2023 | SC C | GWh | Before Competition Groups | 2.4478 | 0 | 0 | 3166.0961 | 0.00077312 | 46 | Commercial_2023_SC C_GWh_Before Competition Groups_46 | Water Source Heat Pump (4 ton) | 0.07731% | 0 | 2.4478 | Commercial_2023_SC C_GWh_Before Competition Groups_Water Source Heat Pump (4 ton)
Commercial | Com ¦ ENERGY STAR Dishwasher | 2023 | SC C | GWh | Before Competition Groups | 1.7924 | 0 | 0 | 3166.0961 | 0.00056614 | 47 | Commercial_2023_SC C_GWh_Before Competition Groups_47 | ENERGY STAR Dishwasher | 0.05661% | 0 | 1.7924 | Commercial_2023_SC C_GWh_Before Competition Groups_ENERGY STAR Dishwasher
Commercial | Com ¦ ENERGY STAR Steam Cookers | 2023 | SC C | GWh | Before Competition Groups | 1.7364 | 0 | 0 | 3166.0961 | 0.00054844 | 48 | Commercial_2023_SC C_GWh_Before Competition Groups_48 | ENERGY STAR Steam Cookers | 0.05484% | 0 | 1.7364 | Commercial_2023_SC C_GWh_Before Competition Groups_ENERGY STAR Steam Cookers
Commercial | Com ¦ Suction Pipe Insulation Freezer/Refrigerator | 2023 | SC C | GWh | Before Competition Groups | 1.7039 | 0 | 0 | 3166.0961 | 0.00053816 | 49 | Commercial_2023_SC C_GWh_Before Competition Groups_49 | Suction Pipe Insulation Freezer/Refrigerator | 0.05382% | 0 | 1.7039 | Commercial_2023_SC C_GWh_Before Competition Groups_Suction Pipe Insulation Freezer/Refrigerator
Commercial | Com ¦ Thermostat Setback | 2023 | SC C | GWh | Before Competition Groups | 1.4639 | 0 | 0 | 3166.0961 | 0.00046236 | 50 | Commercial_2023_SC C_GWh_Before Competition Groups_50 | Thermostat Setback | 0.04624% | 0 | 1.4639 | Commercial_2023_SC C_GWh_Before Competition Groups_Thermostat Setback
Commercial | Com ¦ Ozone Laundry Treatment | 2023 | SC C | GWh | Before Competition Groups | 0.81617 | 0 | 0 | 3166.0961 | 0.00025778 | 51 | Commercial_2023_SC C_GWh_Before Competition Groups_51 | Ozone Laundry Treatment | 0.02578% | 0 | 0.81617 | Commercial_2023_SC C_GWh_Before Competition Groups_Ozone Laundry Treatment
Commercial | Com ¦ LLLC - High Impact Application | 2023 | SC C | GWh | Before Competition Groups | 0.64649 | 0 | 0 | 3166.0961 | 0.00020419 | 52 | Commercial_2023_SC C_GWh_Before Competition Groups_52 | LLLC - High Impact Application | 0.02042% | 0 | 0.64649 | Commercial_2023_SC C_GWh_Before Competition Groups_LLLC - High Impact Application
Commercial | Com ¦ Demand controlled Circulating Systems | 2023 | SC C | GWh | Before Competition Groups | 0.57282 | 0 | 0 | 3166.0961 | 0.00018092 | 53 | Commercial_2023_SC C_GWh_Before Competition Groups_53 | Demand controlled Circulating Systems | 0.01809% | 0 | 0.57282 | Commercial_2023_SC C_GWh_Before Competition Groups_Demand controlled Circulating Systems
Commercial | Com ¦ ECM MOTORS FOR HVAC APPLICATION (FAN-POWERED VAV BOX) | 2023 | SC C | GWh | Before Competition Groups | 0.41069 | 0 | 0 | 3166.0961 | 0.00012971 | 54 | Commercial_2023_SC C_GWh_Before Competition Groups_54 | ECM MOTORS FOR HVAC APPLICATION (FAN-POWERED VAV BOX) | 0.01297% | 0 | 0.41069 | Commercial_2023_SC C_GWh_Before Competition Groups_ECM MOTORS FOR HVAC APPLICATION (FAN-POWERED VAV BOX)
Commercial | Com ¦ LLLC - Low Impact Application | 2023 | SC C | GWh | Before Competition Groups | 0.38882 | 0 | 0 | 3166.0961 | 0.00012281 | 55 | Commercial_2023_SC C_GWh_Before Competition Groups_55 | LLLC - Low Impact Application | 0.01228% | 0 | 0.38882 | Commercial_2023_SC C_GWh_Before Competition Groups_LLLC - Low Impact Application
Commercial | Com ¦ CEE Tier 2/Energy Star Clothes Washers | 2023 | SC C | GWh | Before Competition Groups | 0.35488 | 0 | 0 | 3166.0961 | 0.00011209 | 56 | Commercial_2023_SC C_GWh_Before Competition Groups_56 | CEE Tier 2/Energy Star Clothes Washers | 0.01121% | 0 | 0.35488 | Commercial_2023_SC C_GWh_Before Competition Groups_CEE Tier 2/Energy Star Clothes Washers
Commercial | Com ¦ Condensing Make Up Air Unit | 2023 | SC C | GWh | Before Competition Groups | 0.34834 | 0 | 0 | 3166.0961 | 0.00011002 | 57 | Commercial_2023_SC C_GWh_Before Competition Groups_57 | Condensing Make Up Air Unit | 0.011% | 0 | 0.34834 | Commercial_2023_SC C_GWh_Before Competition Groups_Condensing Make Up Air Unit
Commercial | Com ¦ Low Flow Pre-Rinse Spray Nozzle | 2023 | SC C | GWh | Before Competition Groups | 0.19606 | 0 | 0 | 3166.0961 | 6.1924e-05 | 58 | Commercial_2023_SC C_GWh_Before Competition Groups_58 | Low Flow Pre-Rinse Spray Nozzle | 0.006192% | 0 | 0.19606 | Commercial_2023_SC C_GWh_Before Competition Groups_Low Flow Pre-Rinse Spray Nozzle
Commercial | Com ¦ Auto Off Time Switch or Time Clock control | 2023 | SC C | GWh | Before Competition Groups | 0.15642 | 0 | 0 | 3166.0961 | 4.9403e-05 | 59 | Commercial_2023_SC C_GWh_Before Competition Groups_59 | Auto Off Time Switch or Time Clock control | 0.00494% | 0 | 0.15642 | Commercial_2023_SC C_GWh_Before Competition Groups_Auto Off Time Switch or Time Clock control
Commercial | Com ¦ HVAC Optimization | 2023 | SC C | GWh | Before Competition Groups | 0.15253 | 0 | 0 | 3166.0961 | 4.8175e-05 | 60 | Commercial_2023_SC C_GWh_Before Competition Groups_60 | HVAC Optimization | 0.004817% | 0 | 0.15253 | Commercial_2023_SC C_GWh_Before Competition Groups_HVAC Optimization
Commercial | COM ¦ Ductless Mini-Split Heat Pumps | 2023 | SC C | GWh | Before Competition Groups | 0.13431 | 0 | 0 | 3166.0961 | 4.2421e-05 | 61 | Commercial_2023_SC C_GWh_Before Competition Groups_61 | Ductless Mini-Split Heat Pumps | 0.004242% | 0 | 0.13431 | Commercial_2023_SC C_GWh_Before Competition Groups_Ductless Mini-Split Heat Pumps
Commercial | Com ¦ Notched V belts for HVAC Systems | 2023 | SC C | GWh | Before Competition Groups | 0.099674 | 0 | 0 | 3166.0961 | 3.1482e-05 | 62 | Commercial_2023_SC C_GWh_Before Competition Groups_62 | Notched V belts for HVAC Systems | 0.003148% | 0 | 0.099674 | Commercial_2023_SC C_GWh_Before Competition Groups_Notched V belts for HVAC Systems
Commercial | Com ¦ Solar Water Preheat (Pools/DHW) | 2023 | SC C | GWh | Before Competition Groups | 0.066321 | 0 | 0 | 3166.0961 | 2.0947e-05 | 63 | Commercial_2023_SC C_GWh_Before Competition Groups_63 | Solar Water Preheat (Pools/DHW) | 0.002095% | 0 | 0.066321 | Commercial_2023_SC C_GWh_Before Competition Groups_Solar Water Preheat (Pools/DHW)
Commercial | Com ¦ PTAC (12 EER/10,000 BTU) | 2023 | SC C | GWh | Before Competition Groups | 0.060909 | 0 | 0 | 3166.0961 | 1.9238e-05 | 64 | Commercial_2023_SC C_GWh_Before Competition Groups_64 | PTAC (12 EER/10,000 BTU) | 0.001924% | 0 | 0.060909 | Commercial_2023_SC C_GWh_Before Competition Groups_PTAC (12 EER/10,000 BTU)
Commercial | Com ¦ Commercial Hot Food Holding Cabinets | 2023 | SC C | GWh | Before Competition Groups | 0.059571 | 0 | 0 | 3166.0961 | 1.8815e-05 | 65 | Commercial_2023_SC C_GWh_Before Competition Groups_65 | Commercial Hot Food Holding Cabinets | 0.001882% | 0 | 0.059571 | Commercial_2023_SC C_GWh_Before Competition Groups_Commercial Hot Food Holding Cabinets
Commercial | Com ¦ Air Curtains | 2023 | SC C | GWh | Before Competition Groups | 0.04492 | 0 | 0 | 3166.0961 | 1.4188e-05 | 66 | Commercial_2023_SC C_GWh_Before Competition Groups_66 | Air Curtains | 0.001419% | 0 | 0.04492 | Commercial_2023_SC C_GWh_Before Competition Groups_Air Curtains
Commercial | Com ¦ Wall Insulation | 2023 | SC C | GWh | Before Competition Groups | 0.025294 | 0 | 0 | 3166.0961 | 7.989e-06 | 67 | Commercial_2023_SC C_GWh_Before Competition Groups_67 | Wall Insulation | 0.0007989% | 0 | 0.025294 | Commercial_2023_SC C_GWh_Before Competition Groups_Wall Insulation
Commercial | Com ¦ High Efficiency Chiller (avg of water and air cooled) | 2023 | SC C | GWh | Before Competition Groups | 0.013105 | 0 | 0 | 3166.0961 | 4.1391e-06 | 68 | Commercial_2023_SC C_GWh_Before Competition Groups_68 | High Efficiency Chiller (avg of water and air cooled) | 0.0004139% | 0 | 0.013105 | Commercial_2023_SC C_GWh_Before Competition Groups_High Efficiency Chiller (avg of water and air cooled)
Commercial | Com ¦ Energy Recovery Ventilation and Ventilation (Enhanced) | 2023 | SC C | GWh | Before Competition Groups | 0.010096 | 0 | 0 | 3166.0961 | 3.1888e-06 | 69 | Commercial_2023_SC C_GWh_Before Competition Groups_69 | Energy Recovery Ventilation and Ventilation (Enhanced) | 0.0003189% | 0 | 0.010096 | Commercial_2023_SC C_GWh_Before Competition Groups_Energy Recovery Ventilation and Ventilation (Enhanced)
Commercial | Com ¦ VSD Air Compressor | 2023 | SC C | GWh | Before Competition Groups | 0.0089277 | 0 | 0 | 3166.0961 | 2.8198e-06 | 70 | Commercial_2023_SC C_GWh_Before Competition Groups_70 | VSD Air Compressor | 0.000282% | 0 | 0.0089277 | Commercial_2023_SC C_GWh_Before Competition Groups_VSD Air Compressor
Commercial | Com ¦ EC Plug Fan for Data Center (under cabinet) | 2023 | SC C | GWh | Before Competition Groups | 0.0041284 | 0 | 0 | 3166.0961 | 1.3039e-06 | 71 | Commercial_2023_SC C_GWh_Before Competition Groups_71 | EC Plug Fan for Data Center (under cabinet) | 0.0001304% | 0 | 0.0041284 | Commercial_2023_SC C_GWh_Before Competition Groups_EC Plug Fan for Data Center (under cabinet)
Commercial | Com ¦ Room AC (w/ louvered sides) 14 SEER from 12 SEER code | 2023 | SC C | GWh | Before Competition Groups | 0.0031619 | 0 | 0 | 3166.0961 | 9.9868e-07 | 72 | Commercial_2023_SC C_GWh_Before Competition Groups_72 | Room AC (w/ louvered sides) 14 SEER from 12 SEER code | 9.987e-05% | 0 | 0.0031619 | Commercial_2023_SC C_GWh_Before Competition Groups_Room AC (w/ louvered sides) 14 SEER from 12 SEER code
Commercial | Com ¦ Networked/Connected - High Impact Application | 2023 | SC C | GWh | Before Competition Groups | 0.0021317 | 0 | 0 | 3166.0961 | 6.733e-07 | 73 | Commercial_2023_SC C_GWh_Before Competition Groups_73 | Networked/Connected - High Impact Application | 6.733e-05% | 0 | 0.0021317 | Commercial_2023_SC C_GWh_Before Competition Groups_Networked/Connected - High Impact Application
Commercial | Com ¦ Electric Convection Combination Ovens | 2023 | SC C | GWh | Before Competition Groups | 0.00106 | 0 | 0 | 3166.0961 | 3.3478e-07 | 74 | Commercial_2023_SC C_GWh_Before Competition Groups_74 | Electric Convection Combination Ovens | 3.348e-05% | 0 | 0.00106 | Commercial_2023_SC C_GWh_Before Competition Groups_Electric Convection Combination Ovens
Commercial | Com ¦ Networked/Connected - Low Impact Application | 2023 | SC C | GWh | Before Competition Groups | 0.00010117 | 0 | 0 | 3166.0961 | 3.1953e-08 | 75 | Commercial_2023_SC C_GWh_Before Competition Groups_75 | Networked/Connected - Low Impact Application | 3.195e-06% | 0 | 0.00010117 | Commercial_2023_SC C_GWh_Before Competition Groups_Networked/Connected - Low Impact Application
Commercial | Com ¦ High Efficiency Small Instantaneous Water Heater | 2023 | SC C | GWh | Before Competition Groups | 5.2747e-05 | 0 | 0 | 3166.0961 | 1.666e-08 | 76 | Commercial_2023_SC C_GWh_Before Competition Groups_76 | High Efficiency Small Instantaneous Water Heater | 1.666e-06% | 0 | 5.2747e-05 | Commercial_2023_SC C_GWh_Before Competition Groups_High Efficiency Small Instantaneous Water Heater
Commercial | Com ¦ Efficient compressor motor | 2023 | SC C | GWh | Before Competition Groups | 0 | 0 | 0 | 3166.0961 | 0 | 77 | Commercial_2023_SC C_GWh_Before Competition Groups_77 | Efficient compressor motor | 0% | 0 | 0 | Commercial_2023_SC C_GWh_Before Competition Groups_Efficient compressor motor
Commercial | Com ¦ Indoor Daylight Sensors/Photocell Dimming Control | 2023 | SC C | GWh | Before Competition Groups | 0 | 0 | 0 | 3166.0961 | 0 | 78 | Commercial_2023_SC C_GWh_Before Competition Groups_78 | Indoor Daylight Sensors/Photocell Dimming Control | 0% | 0 | 0 | Commercial_2023_SC C_GWh_Before Competition Groups_Indoor Daylight Sensors/Photocell Dimming Control
Commercial | Com ¦ LED RECESSED DOWNLIGHTS | 2023 | SC C | GWh | Before Competition Groups | 0 | 0 | 0 | 3166.0961 | 0 | 79 | Commercial_2023_SC C_GWh_Before Competition Groups_79 | LED RECESSED DOWNLIGHTS | 0% | 0 | 0 | Commercial_2023_SC C_GWh_Before Competition Groups_LED RECESSED DOWNLIGHTS
Commercial | Com ¦ Variable Refrigerant Flow Heat Pump | 2023 | SC C | GWh | Before Competition Groups | 0 | 0 | 0 | 3166.0961 | 0 | 80 | Commercial_2023_SC C_GWh_Before Competition Groups_80 | Variable Refrigerant Flow Heat Pump | 0% | 0 | 0 | Commercial_2023_SC C_GWh_Before Competition Groups_Variable Refrigerant Flow Heat Pump
Commercial | Com ¦ ENERGY STAR LED LAMPS (REFLECTOR LAMPs/MR16/PAR 16) | 2023 | SC D | GWh | Before Competition Groups | 518.1691 | 0 | 0 | 2948.1057 | 0.17576 | 1 | Commercial_2023_SC D_GWh_Before Competition Groups_1 | ENERGY STAR LED LAMPS (REFLECTOR LAMPs/MR16/PAR 16) | 17.58% | 0 | 518.1691 | Commercial_2023_SC D_GWh_Before Competition Groups_ENERGY STAR LED LAMPS (REFLECTOR LAMPs/MR16/PAR 16)
Commercial | Com ¦ LED parking lot fixture | 2023 | SC D | GWh | Before Competition Groups | 297.8617 | 0 | 0 | 2948.1057 | 0.10103 | 2 | Commercial_2023_SC D_GWh_Before Competition Groups_2 | LED parking lot fixture | 10.1% | 0 | 297.8617 | Commercial_2023_SC D_GWh_Before Competition Groups_LED parking lot fixture
Commercial | Com ¦ LED EXTERIOR AREA LIGHTS - LED fixture (200W) | 2023 | SC D | GWh | Before Competition Groups | 288.7468 | 0 | 0 | 2948.1057 | 0.097943 | 3 | Commercial_2023_SC D_GWh_Before Competition Groups_3 | LED EXTERIOR AREA LIGHTS - LED fixture (200W) | 9.794% | 0 | 288.7468 | Commercial_2023_SC D_GWh_Before Competition Groups_LED EXTERIOR AREA LIGHTS - LED fixture (200W)
Commercial | Com ¦ LED Low/High Bay | 2023 | SC D | GWh | Before Competition Groups | 224.794 | 0 | 0 | 2948.1057 | 0.07625 | 4 | Commercial_2023_SC D_GWh_Before Competition Groups_4 | LED Low/High Bay | 7.625% | 0 | 224.794 | Commercial_2023_SC D_GWh_Before Competition Groups_LED Low/High Bay
Commercial | Com ¦ LED Replacement Lamp (Tube) | 2023 | SC D | GWh | Before Competition Groups | 223.2325 | 0 | 0 | 2948.1057 | 0.075721 | 5 | Commercial_2023_SC D_GWh_Before Competition Groups_5 | LED Replacement Lamp (Tube) | 7.572% | 0 | 223.2325 | Commercial_2023_SC D_GWh_Before Competition Groups_LED Replacement Lamp (Tube)
Commercial | Com ¦ LED Troffer/Surface/Suspended | 2023 | SC D | GWh | Before Competition Groups | 216.8464 | 0 | 0 | 2948.1057 | 0.073554 | 6 | Commercial_2023_SC D_GWh_Before Competition Groups_6 | LED Troffer/Surface/Suspended | 7.355% | 0 | 216.8464 | Commercial_2023_SC D_GWh_Before Competition Groups_LED Troffer/Surface/Suspended
Commercial | Com ¦ Building Recommissioning, Operations and Maintenance (O&M) Improvements | 2023 | SC D | GWh | Before Competition Groups | 131.8454 | 0 | 0 | 2948.1057 | 0.044722 | 7 | Commercial_2023_SC D_GWh_Before Competition Groups_7 | Building Recommissioning, Operations and Maintenance (O&M) Improvements | 4.472% | 0 | 131.8454 | Commercial_2023_SC D_GWh_Before Competition Groups_Building Recommissioning, Operations and Maintenance (O&M) Improvements
Commercial | Com ¦ LED street light fixture | 2023 | SC D | GWh | Before Competition Groups | 128.2188 | 0 | 0 | 2948.1057 | 0.043492 | 8 | Commercial_2023_SC D_GWh_Before Competition Groups_8 | LED street light fixture | 4.349% | 0 | 128.2188 | Commercial_2023_SC D_GWh_Before Competition Groups_LED street light fixture
Commercial | Com ¦ Data Center Storage/Server Virtualization | 2023 | SC D | GWh | Before Competition Groups | 110.3409 | 0 | 0 | 2948.1057 | 0.037428 | 9 | Commercial_2023_SC D_GWh_Before Competition Groups_9 | Data Center Storage/Server Virtualization | 3.743% | 0 | 110.3409 | Commercial_2023_SC D_GWh_Before Competition Groups_Data Center Storage/Server Virtualization
Commercial | Com ¦ Furnace Tune-Up | 2023 | SC D | GWh | Before Competition Groups | 84.2605 | 0 | 0 | 2948.1057 | 0.028581 | 10 | Commercial_2023_SC D_GWh_Before Competition Groups_10 | Furnace Tune-Up | 2.858% | 0 | 84.2605 | Commercial_2023_SC D_GWh_Before Competition Groups_Furnace Tune-Up
Commercial | Com ¦ Reach-in Shaded Pole to ECM/PSC Evaporator Fan Motor | 2023 | SC D | GWh | Before Competition Groups | 76.2574 | 0 | 0 | 2948.1057 | 0.025867 | 11 | Commercial_2023_SC D_GWh_Before Competition Groups_11 | Reach-in Shaded Pole to ECM/PSC Evaporator Fan Motor | 2.587% | 0 | 76.2574 | Commercial_2023_SC D_GWh_Before Competition Groups_Reach-in Shaded Pole to ECM/PSC Evaporator Fan Motor
Commercial | Com ¦ ENERGY STAR LED LAMPS (General Service Lamps) | 2023 | SC D | GWh | Before Competition Groups | 74.4778 | 0 | 0 | 2948.1057 | 0.025263 | 12 | Commercial_2023_SC D_GWh_Before Competition Groups_12 | ENERGY STAR LED LAMPS (General Service Lamps) | 2.526% | 0 | 74.4778 | Commercial_2023_SC D_GWh_Before Competition Groups_ENERGY STAR LED LAMPS (General Service Lamps)
Commercial | Com ¦ High Efficiency Air Source Heat Pump | 2023 | SC D | GWh | Before Competition Groups | 74.1994 | 0 | 0 | 2948.1057 | 0.025168 | 13 | Commercial_2023_SC D_GWh_Before Competition Groups_13 | High Efficiency Air Source Heat Pump | 2.517% | 0 | 74.1994 | Commercial_2023_SC D_GWh_Before Competition Groups_High Efficiency Air Source Heat Pump
Commercial | Com ¦ LED or Equivalent Sign Lighting | 2023 | SC D | GWh | Before Competition Groups | 54.1034 | 0 | 0 | 2948.1057 | 0.018352 | 14 | Commercial_2023_SC D_GWh_Before Competition Groups_14 | LED or Equivalent Sign Lighting | 1.835% | 0 | 54.1034 | Commercial_2023_SC D_GWh_Before Competition Groups_LED or Equivalent Sign Lighting
Commercial | Com ¦ Education and Capacity Building/Energy Behavior | 2023 | SC D | GWh | Before Competition Groups | 48.9292 | 0 | 0 | 2948.1057 | 0.016597 | 15 | Commercial_2023_SC D_GWh_Before Competition Groups_15 | Education and Capacity Building/Energy Behavior | 1.66% | 0 | 48.9292 | Commercial_2023_SC D_GWh_Before Competition Groups_Education and Capacity Building/Energy Behavior
Commercial | Com ¦ Strip Curtains | 2023 | SC D | GWh | Before Competition Groups | 45.2744 | 0 | 0 | 2948.1057 | 0.015357 | 16 | Commercial_2023_SC D_GWh_Before Competition Groups_16 | Strip Curtains | 1.536% | 0 | 45.2744 | Commercial_2023_SC D_GWh_Before Competition Groups_Strip Curtains
Commercial | Com ¦ Advanced BAS/Controllers | 2023 | SC D | GWh | Before Competition Groups | 36.1658 | 0 | 0 | 2948.1057 | 0.012267 | 17 | Commercial_2023_SC D_GWh_Before Competition Groups_17 | Advanced BAS/Controllers | 1.227% | 0 | 36.1658 | Commercial_2023_SC D_GWh_Before Competition Groups_Advanced BAS/Controllers
Commercial | Com ¦ Centrally controlled desktop PC/NETWORK PC POWER MANAGEMENT SOFTWARE | 2023 | SC D | GWh | Before Competition Groups | 29.6304 | 0 | 0 | 2948.1057 | 0.010051 | 18 | Commercial_2023_SC D_GWh_Before Competition Groups_18 | Centrally controlled desktop PC/NETWORK PC POWER MANAGEMENT SOFTWARE | 1.005% | 0 | 29.6304 | Commercial_2023_SC D_GWh_Before Competition Groups_Centrally controlled desktop PC/NETWORK PC POWER MANAGEMENT SOFTWARE
Commercial | Com ¦ Variable Frequency Drive (VFD) | 2023 | SC D | GWh | Before Competition Groups | 27.2967 | 0 | 0 | 2948.1057 | 0.0092591 | 19 | Commercial_2023_SC D_GWh_Before Competition Groups_19 | Variable Frequency Drive (VFD) | 0.9259% | 0 | 27.2967 | Commercial_2023_SC D_GWh_Before Competition Groups_Variable Frequency Drive (VFD)
Commercial | Com ¦ VFD on Pumps | 2023 | SC D | GWh | Before Competition Groups | 25.345 | 0 | 0 | 2948.1057 | 0.008597 | 20 | Commercial_2023_SC D_GWh_Before Competition Groups_20 | VFD on Pumps | 0.8597% | 0 | 25.345 | Commercial_2023_SC D_GWh_Before Competition Groups_VFD on Pumps
Commercial | Com ¦ Refrigerated Display Case Doors | 2023 | SC D | GWh | Before Competition Groups | 24.6531 | 0 | 0 | 2948.1057 | 0.0083624 | 21 | Commercial_2023_SC D_GWh_Before Competition Groups_21 | Refrigerated Display Case Doors | 0.8362% | 0 | 24.6531 | Commercial_2023_SC D_GWh_Before Competition Groups_Refrigerated Display Case Doors
Commercial | Com ¦ Demand Control Ventilation | 2023 | SC D | GWh | Before Competition Groups | 23.5533 | 0 | 0 | 2948.1057 | 0.0079893 | 22 | Commercial_2023_SC D_GWh_Before Competition Groups_22 | Demand Control Ventilation | 0.7989% | 0 | 23.5533 | Commercial_2023_SC D_GWh_Before Competition Groups_Demand Control Ventilation
Commercial | Com ¦ Adaptive Thermostats | 2023 | SC D | GWh | Before Competition Groups | 22.0396 | 0 | 0 | 2948.1057 | 0.0074759 | 23 | Commercial_2023_SC D_GWh_Before Competition Groups_23 | Adaptive Thermostats | 0.7476% | 0 | 22.0396 | Commercial_2023_SC D_GWh_Before Competition Groups_Adaptive Thermostats
Commercial | Com ¦ ECM MOTORS FOR EVAPORATOR FANS for refrigeration (WALK-IN) | 2023 | SC D | GWh | Before Competition Groups | 12.9582 | 0 | 0 | 2948.1057 | 0.0043954 | 24 | Commercial_2023_SC D_GWh_Before Competition Groups_24 | ECM MOTORS FOR EVAPORATOR FANS for refrigeration (WALK-IN) | 0.4395% | 0 | 12.9582 | Commercial_2023_SC D_GWh_Before Competition Groups_ECM MOTORS FOR EVAPORATOR FANS for refrigeration (WALK-IN)
Commercial | Com ¦ Condensing Unit Heaters or other Efficient Unit Heating System | 2023 | SC D | GWh | Before Competition Groups | 12.623 | 0 | 0 | 2948.1057 | 0.0042817 | 25 | Commercial_2023_SC D_GWh_Before Competition Groups_25 | Condensing Unit Heaters or other Efficient Unit Heating System | 0.4282% | 0 | 12.623 | Commercial_2023_SC D_GWh_Before Competition Groups_Condensing Unit Heaters or other Efficient Unit Heating System
Commercial | Com ¦ Refrigerated Display Case LED | 2023 | SC D | GWh | Before Competition Groups | 12.3571 | 0 | 0 | 2948.1057 | 0.0041915 | 26 | Commercial_2023_SC D_GWh_Before Competition Groups_26 | Refrigerated Display Case LED | 0.4192% | 0 | 12.3571 | Commercial_2023_SC D_GWh_Before Competition Groups_Refrigerated Display Case LED
Commercial | Com ¦ Air Handler with Dedicated Outdoor Air Systems | 2023 | SC D | GWh | Before Competition Groups | 12.096 | 0 | 0 | 2948.1057 | 0.004103 | 27 | Commercial_2023_SC D_GWh_Before Competition Groups_27 | Air Handler with Dedicated Outdoor Air Systems | 0.4103% | 0 | 12.096 | Commercial_2023_SC D_GWh_Before Competition Groups_Air Handler with Dedicated Outdoor Air Systems
Commercial | Com ¦ Unitary Air-Conditioning Unit | 2023 | SC D | GWh | Before Competition Groups | 11.5254 | 0 | 0 | 2948.1057 | 0.0039094 | 28 | Commercial_2023_SC D_GWh_Before Competition Groups_28 | Unitary Air-Conditioning Unit | 0.3909% | 0 | 11.5254 | Commercial_2023_SC D_GWh_Before Competition Groups_Unitary Air-Conditioning Unit
Commercial | Com ¦ Evaporator Fan Controls | 2023 | SC D | GWh | Before Competition Groups | 10.4919 | 0 | 0 | 2948.1057 | 0.0035589 | 29 | Commercial_2023_SC D_GWh_Before Competition Groups_29 | Evaporator Fan Controls | 0.3559% | 0 | 10.4919 | Commercial_2023_SC D_GWh_Before Competition Groups_Evaporator Fan Controls
Commercial | Com ¦ ENERGY STAR Griddle (74% eff) | 2023 | SC D | GWh | Before Competition Groups | 10.1714 | 0 | 0 | 2948.1057 | 0.0034502 | 30 | Commercial_2023_SC D_GWh_Before Competition Groups_30 | ENERGY STAR Griddle (74% eff) | 0.345% | 0 | 10.1714 | Commercial_2023_SC D_GWh_Before Competition Groups_ENERGY STAR Griddle (74% eff)
Commercial | Com ¦ Demand Control Kitchen Ventilation | 2023 | SC D | GWh | Before Competition Groups | 9.8884 | 0 | 0 | 2948.1057 | 0.0033542 | 31 | Commercial_2023_SC D_GWh_Before Competition Groups_31 | Demand Control Kitchen Ventilation | 0.3354% | 0 | 9.8884 | Commercial_2023_SC D_GWh_Before Competition Groups_Demand Control Kitchen Ventilation
Commercial | Com ¦ Chilled Water Optimization | 2023 | SC D | GWh | Before Competition Groups | 8.3281 | 0 | 0 | 2948.1057 | 0.0028249 | 32 | Commercial_2023_SC D_GWh_Before Competition Groups_32 | Chilled Water Optimization | 0.2825% | 0 | 8.3281 | Commercial_2023_SC D_GWh_Before Competition Groups_Chilled Water Optimization
Commercial | Com ¦ Occupancy Sensors | 2023 | SC D | GWh | Before Competition Groups | 7.8803 | 0 | 0 | 2948.1057 | 0.002673 | 33 | Commercial_2023_SC D_GWh_Before Competition Groups_33 | Occupancy Sensors | 0.2673% | 0 | 7.8803 | Commercial_2023_SC D_GWh_Before Competition Groups_Occupancy Sensors
Commercial | Com ¦ Freezer Case Light Sensor | 2023 | SC D | GWh | Before Competition Groups | 7.62 | 0 | 0 | 2948.1057 | 0.0025847 | 34 | Commercial_2023_SC D_GWh_Before Competition Groups_34 | Freezer Case Light Sensor | 0.2585% | 0 | 7.62 | Commercial_2023_SC D_GWh_Before Competition Groups_Freezer Case Light Sensor
Commercial | Com ¦ Temperature Adjustment in Commercial Freezers | 2023 | SC D | GWh | Before Competition Groups | 4.0161 | 0 | 0 | 2948.1057 | 0.0013623 | 35 | Commercial_2023_SC D_GWh_Before Competition Groups_35 | Temperature Adjustment in Commercial Freezers | 0.1362% | 0 | 4.0161 | Commercial_2023_SC D_GWh_Before Competition Groups_Temperature Adjustment in Commercial Freezers
Commercial | Com ¦ ENERGY STAR Fryer (84% eff) | 2023 | SC D | GWh | Before Competition Groups | 3.6088 | 0 | 0 | 2948.1057 | 0.0012241 | 36 | Commercial_2023_SC D_GWh_Before Competition Groups_36 | ENERGY STAR Fryer (84% eff) | 0.1224% | 0 | 3.6088 | Commercial_2023_SC D_GWh_Before Competition Groups_ENERGY STAR Fryer (84% eff)
Commercial | Com ¦ Elec Storage WH 2.30 Et | 2023 | SC D | GWh | Before Competition Groups | 3.5719 | 0 | 0 | 2948.1057 | 0.0012116 | 37 | Commercial_2023_SC D_GWh_Before Competition Groups_37 | Elec Storage WH 2.30 Et | 0.1212% | 0 | 3.5719 | Commercial_2023_SC D_GWh_Before Competition Groups_Elec Storage WH 2.30 Et
Commercial | Com ¦ BEVERAGE VENDING MACHINE CONTROLS | 2023 | SC D | GWh | Before Competition Groups | 3.3165 | 0 | 0 | 2948.1057 | 0.001125 | 38 | Commercial_2023_SC D_GWh_Before Competition Groups_38 | BEVERAGE VENDING MACHINE CONTROLS | 0.1125% | 0 | 3.3165 | Commercial_2023_SC D_GWh_Before Competition Groups_BEVERAGE VENDING MACHINE CONTROLS
Commercial | Com ¦ Outside Air Economizer | 2023 | SC D | GWh | Before Competition Groups | 3.2762 | 0 | 0 | 2948.1057 | 0.0011113 | 39 | Commercial_2023_SC D_GWh_Before Competition Groups_39 | Outside Air Economizer | 0.1111% | 0 | 3.2762 | Commercial_2023_SC D_GWh_Before Competition Groups_Outside Air Economizer
Commercial | Com ¦ Door Gasket Freezer/Refrigerator | 2023 | SC D | GWh | Before Competition Groups | 2.997 | 0 | 0 | 2948.1057 | 0.0010166 | 40 | Commercial_2023_SC D_GWh_Before Competition Groups_40 | Door Gasket Freezer/Refrigerator | 0.1017% | 0 | 2.997 | Commercial_2023_SC D_GWh_Before Competition Groups_Door Gasket Freezer/Refrigerator
Commercial | Com ¦ Vertical Night Covers | 2023 | SC D | GWh | Before Competition Groups | 2.9705 | 0 | 0 | 2948.1057 | 0.0010076 | 41 | Commercial_2023_SC D_GWh_Before Competition Groups_41 | Vertical Night Covers | 0.1008% | 0 | 2.9705 | Commercial_2023_SC D_GWh_Before Competition Groups_Vertical Night Covers
Commercial | Com ¦ CO Sensors for parking garage exhaust fans | 2023 | SC D | GWh | Before Competition Groups | 2.9244 | 0 | 0 | 2948.1057 | 0.00099195 | 42 | Commercial_2023_SC D_GWh_Before Competition Groups_42 | CO Sensors for parking garage exhaust fans | 0.09919% | 0 | 2.9244 | Commercial_2023_SC D_GWh_Before Competition Groups_CO Sensors for parking garage exhaust fans
Commercial | Com ¦ Duct Insulation, R8 | 2023 | SC D | GWh | Before Competition Groups | 2.8036 | 0 | 0 | 2948.1057 | 0.000951 | 43 | Commercial_2023_SC D_GWh_Before Competition Groups_43 | Duct Insulation, R8 | 0.0951% | 0 | 2.8036 | Commercial_2023_SC D_GWh_Before Competition Groups_Duct Insulation, R8
Commercial | Com ¦ Energy Efficient Laboratory Fume Hood | 2023 | SC D | GWh | Before Competition Groups | 2.7751 | 0 | 0 | 2948.1057 | 0.00094131 | 44 | Commercial_2023_SC D_GWh_Before Competition Groups_44 | Energy Efficient Laboratory Fume Hood | 0.09413% | 0 | 2.7751 | Commercial_2023_SC D_GWh_Before Competition Groups_Energy Efficient Laboratory Fume Hood
Commercial | Com ¦ Water Heating (DHW) Pipe Insulation (Add 3/4\ Foam)" | 2023 | SC D | GWh | Before Competition Groups | 2.5572 | 0 | 0 | 2948.1057 | 0.00086741 | 45 | Commercial_2023_SC D_GWh_Before Competition Groups_45 | Water Heating (DHW) Pipe Insulation (Add 3/4\ Foam)" | 0.08674% | 0 | 2.5572 | Commercial_2023_SC D_GWh_Before Competition Groups_Water Heating (DHW) Pipe Insulation (Add 3/4\ Foam)"
Commercial | Com ¦ Water Source Heat Pump (4 ton) | 2023 | SC D | GWh | Before Competition Groups | 2.0397 | 0 | 0 | 2948.1057 | 0.00069188 | 46 | Commercial_2023_SC D_GWh_Before Competition Groups_46 | Water Source Heat Pump (4 ton) | 0.06919% | 0 | 2.0397 | Commercial_2023_SC D_GWh_Before Competition Groups_Water Source Heat Pump (4 ton)
Commercial | Com ¦ ENERGY STAR Steam Cookers | 2023 | SC D | GWh | Before Competition Groups | 1.7249 | 0 | 0 | 2948.1057 | 0.00058509 | 47 | Commercial_2023_SC D_GWh_Before Competition Groups_47 | ENERGY STAR Steam Cookers | 0.05851% | 0 | 1.7249 | Commercial_2023_SC D_GWh_Before Competition Groups_ENERGY STAR Steam Cookers
Commercial | Com ¦ ENERGY STAR Dishwasher | 2023 | SC D | GWh | Before Competition Groups | 1.59 | 0 | 0 | 2948.1057 | 0.00053932 | 48 | Commercial_2023_SC D_GWh_Before Competition Groups_48 | ENERGY STAR Dishwasher | 0.05393% | 0 | 1.59 | Commercial_2023_SC D_GWh_Before Competition Groups_ENERGY STAR Dishwasher
Commercial | Com ¦ Suction Pipe Insulation Freezer/Refrigerator | 2023 | SC D | GWh | Before Competition Groups | 1.5737 | 0 | 0 | 2948.1057 | 0.00053378 | 49 | Commercial_2023_SC D_GWh_Before Competition Groups_49 | Suction Pipe Insulation Freezer/Refrigerator | 0.05338% | 0 | 1.5737 | Commercial_2023_SC D_GWh_Before Competition Groups_Suction Pipe Insulation Freezer/Refrigerator
Commercial | Com ¦ Thermostat Setback | 2023 | SC D | GWh | Before Competition Groups | 1.4639 | 0 | 0 | 2948.1057 | 0.00049655 | 50 | Commercial_2023_SC D_GWh_Before Competition Groups_50 | Thermostat Setback | 0.04966% | 0 | 1.4639 | Commercial_2023_SC D_GWh_Before Competition Groups_Thermostat Setback
Commercial | Com ¦ Ozone Laundry Treatment | 2023 | SC D | GWh | Before Competition Groups | 0.58317 | 0 | 0 | 2948.1057 | 0.00019781 | 51 | Commercial_2023_SC D_GWh_Before Competition Groups_51 | Ozone Laundry Treatment | 0.01978% | 0 | 0.58317 | Commercial_2023_SC D_GWh_Before Competition Groups_Ozone Laundry Treatment
Commercial | Com ¦ ECM MOTORS FOR HVAC APPLICATION (FAN-POWERED VAV BOX) | 2023 | SC D | GWh | Before Competition Groups | 0.39135 | 0 | 0 | 2948.1057 | 0.00013275 | 52 | Commercial_2023_SC D_GWh_Before Competition Groups_52 | ECM MOTORS FOR HVAC APPLICATION (FAN-POWERED VAV BOX) | 0.01327% | 0 | 0.39135 | Commercial_2023_SC D_GWh_Before Competition Groups_ECM MOTORS FOR HVAC APPLICATION (FAN-POWERED VAV BOX)
Commercial | Com ¦ CEE Tier 2/Energy Star Clothes Washers | 2023 | SC D | GWh | Before Competition Groups | 0.3373 | 0 | 0 | 2948.1057 | 0.00011441 | 53 | Commercial_2023_SC D_GWh_Before Competition Groups_53 | CEE Tier 2/Energy Star Clothes Washers | 0.01144% | 0 | 0.3373 | Commercial_2023_SC D_GWh_Before Competition Groups_CEE Tier 2/Energy Star Clothes Washers
Commercial | Com ¦ Condensing Make Up Air Unit | 2023 | SC D | GWh | Before Competition Groups | 0.21761 | 0 | 0 | 2948.1057 | 7.3812e-05 | 54 | Commercial_2023_SC D_GWh_Before Competition Groups_54 | Condensing Make Up Air Unit | 0.007381% | 0 | 0.21761 | Commercial_2023_SC D_GWh_Before Competition Groups_Condensing Make Up Air Unit
Commercial | Com ¦ Low Flow Pre-Rinse Spray Nozzle | 2023 | SC D | GWh | Before Competition Groups | 0.19546 | 0 | 0 | 2948.1057 | 6.6302e-05 | 55 | Commercial_2023_SC D_GWh_Before Competition Groups_55 | Low Flow Pre-Rinse Spray Nozzle | 0.00663% | 0 | 0.19546 | Commercial_2023_SC D_GWh_Before Competition Groups_Low Flow Pre-Rinse Spray Nozzle
Commercial | Com ¦ Demand controlled Circulating Systems | 2023 | SC D | GWh | Before Competition Groups | 0.17333 | 0 | 0 | 2948.1057 | 5.8793e-05 | 56 | Commercial_2023_SC D_GWh_Before Competition Groups_56 | Demand controlled Circulating Systems | 0.005879% | 0 | 0.17333 | Commercial_2023_SC D_GWh_Before Competition Groups_Demand controlled Circulating Systems
Commercial | Com ¦ Auto Off Time Switch or Time Clock control | 2023 | SC D | GWh | Before Competition Groups | 0.15642 | 0 | 0 | 2948.1057 | 5.3056e-05 | 57 | Commercial_2023_SC D_GWh_Before Competition Groups_57 | Auto Off Time Switch or Time Clock control | 0.005306% | 0 | 0.15642 | Commercial_2023_SC D_GWh_Before Competition Groups_Auto Off Time Switch or Time Clock control
Commercial | Com ¦ HVAC Optimization | 2023 | SC D | GWh | Before Competition Groups | 0.15253 | 0 | 0 | 2948.1057 | 5.1737e-05 | 58 | Commercial_2023_SC D_GWh_Before Competition Groups_58 | HVAC Optimization | 0.005174% | 0 | 0.15253 | Commercial_2023_SC D_GWh_Before Competition Groups_HVAC Optimization
Commercial | COM ¦ Ductless Mini-Split Heat Pumps | 2023 | SC D | GWh | Before Competition Groups | 0.13431 | 0 | 0 | 2948.1057 | 4.5558e-05 | 59 | Commercial_2023_SC D_GWh_Before Competition Groups_59 | Ductless Mini-Split Heat Pumps | 0.004556% | 0 | 0.13431 | Commercial_2023_SC D_GWh_Before Competition Groups_Ductless Mini-Split Heat Pumps
Commercial | Com ¦ Notched V belts for HVAC Systems | 2023 | SC D | GWh | Before Competition Groups | 0.089382 | 0 | 0 | 2948.1057 | 3.0318e-05 | 60 | Commercial_2023_SC D_GWh_Before Competition Groups_60 | Notched V belts for HVAC Systems | 0.003032% | 0 | 0.089382 | Commercial_2023_SC D_GWh_Before Competition Groups_Notched V belts for HVAC Systems
Commercial | Com ¦ Solar Water Preheat (Pools/DHW) | 2023 | SC D | GWh | Before Competition Groups | 0.066321 | 0 | 0 | 2948.1057 | 2.2496e-05 | 61 | Commercial_2023_SC D_GWh_Before Competition Groups_61 | Solar Water Preheat (Pools/DHW) | 0.00225% | 0 | 0.066321 | Commercial_2023_SC D_GWh_Before Competition Groups_Solar Water Preheat (Pools/DHW)
Commercial | Com ¦ Commercial Hot Food Holding Cabinets | 2023 | SC D | GWh | Before Competition Groups | 0.059571 | 0 | 0 | 2948.1057 | 2.0207e-05 | 62 | Commercial_2023_SC D_GWh_Before Competition Groups_62 | Commercial Hot Food Holding Cabinets | 0.002021% | 0 | 0.059571 | Commercial_2023_SC D_GWh_Before Competition Groups_Commercial Hot Food Holding Cabinets
Commercial | Com ¦ PTAC (12 EER/10,000 BTU) | 2023 | SC D | GWh | Before Competition Groups | 0.058938 | 0 | 0 | 2948.1057 | 1.9992e-05 | 63 | Commercial_2023_SC D_GWh_Before Competition Groups_63 | PTAC (12 EER/10,000 BTU) | 0.001999% | 0 | 0.058938 | Commercial_2023_SC D_GWh_Before Competition Groups_PTAC (12 EER/10,000 BTU)
Commercial | Com ¦ Air Curtains | 2023 | SC D | GWh | Before Competition Groups | 0.039568 | 0 | 0 | 2948.1057 | 1.3422e-05 | 64 | Commercial_2023_SC D_GWh_Before Competition Groups_64 | Air Curtains | 0.001342% | 0 | 0.039568 | Commercial_2023_SC D_GWh_Before Competition Groups_Air Curtains
Commercial | Com ¦ Wall Insulation | 2023 | SC D | GWh | Before Competition Groups | 0.022923 | 0 | 0 | 2948.1057 | 7.7753e-06 | 65 | Commercial_2023_SC D_GWh_Before Competition Groups_65 | Wall Insulation | 0.0007775% | 0 | 0.022923 | Commercial_2023_SC D_GWh_Before Competition Groups_Wall Insulation
Commercial | Com ¦ VSD Air Compressor | 2023 | SC D | GWh | Before Competition Groups | 0.0089277 | 0 | 0 | 2948.1057 | 3.0283e-06 | 66 | Commercial_2023_SC D_GWh_Before Competition Groups_66 | VSD Air Compressor | 0.0003028% | 0 | 0.0089277 | Commercial_2023_SC D_GWh_Before Competition Groups_VSD Air Compressor
Commercial | Com ¦ High Efficiency Chiller (avg of water and air cooled) | 2023 | SC D | GWh | Before Competition Groups | 0.0075345 | 0 | 0 | 2948.1057 | 2.5557e-06 | 67 | Commercial_2023_SC D_GWh_Before Competition Groups_67 | High Efficiency Chiller (avg of water and air cooled) | 0.0002556% | 0 | 0.0075345 | Commercial_2023_SC D_GWh_Before Competition Groups_High Efficiency Chiller (avg of water and air cooled)
Commercial | Com ¦ Energy Recovery Ventilation and Ventilation (Enhanced) | 2023 | SC D | GWh | Before Competition Groups | 0.0060758 | 0 | 0 | 2948.1057 | 2.0609e-06 | 68 | Commercial_2023_SC D_GWh_Before Competition Groups_68 | Energy Recovery Ventilation and Ventilation (Enhanced) | 0.0002061% | 0 | 0.0060758 | Commercial_2023_SC D_GWh_Before Competition Groups_Energy Recovery Ventilation and Ventilation (Enhanced)
Commercial | Com ¦ LLLC - High Impact Application | 2023 | SC D | GWh | Before Competition Groups | 0.0059462 | 0 | 0 | 2948.1057 | 2.017e-06 | 69 | Commercial_2023_SC D_GWh_Before Competition Groups_69 | LLLC - High Impact Application | 0.0002017% | 0 | 0.0059462 | Commercial_2023_SC D_GWh_Before Competition Groups_LLLC - High Impact Application
Commercial | Com ¦ EC Plug Fan for Data Center (under cabinet) | 2023 | SC D | GWh | Before Competition Groups | 0.0037035 | 0 | 0 | 2948.1057 | 1.2562e-06 | 70 | Commercial_2023_SC D_GWh_Before Competition Groups_70 | EC Plug Fan for Data Center (under cabinet) | 0.0001256% | 0 | 0.0037035 | Commercial_2023_SC D_GWh_Before Competition Groups_EC Plug Fan for Data Center (under cabinet)
Commercial | Com ¦ Room AC (w/ louvered sides) 14 SEER from 12 SEER code | 2023 | SC D | GWh | Before Competition Groups | 0.0031589 | 0 | 0 | 2948.1057 | 1.0715e-06 | 71 | Commercial_2023_SC D_GWh_Before Competition Groups_71 | Room AC (w/ louvered sides) 14 SEER from 12 SEER code | 0.0001072% | 0 | 0.0031589 | Commercial_2023_SC D_GWh_Before Competition Groups_Room AC (w/ louvered sides) 14 SEER from 12 SEER code
Commercial | Com ¦ Electric Convection Combination Ovens | 2023 | SC D | GWh | Before Competition Groups | 0.00106 | 0 | 0 | 2948.1057 | 3.5954e-07 | 72 | Commercial_2023_SC D_GWh_Before Competition Groups_72 | Electric Convection Combination Ovens | 3.595e-05% | 0 | 0.00106 | Commercial_2023_SC D_GWh_Before Competition Groups_Electric Convection Combination Ovens
Commercial | Com ¦ LLLC - Low Impact Application | 2023 | SC D | GWh | Before Competition Groups | 0.00017403 | 0 | 0 | 2948.1057 | 5.9031e-08 | 73 | Commercial_2023_SC D_GWh_Before Competition Groups_73 | LLLC - Low Impact Application | 5.903e-06% | 0 | 0.00017403 | Commercial_2023_SC D_GWh_Before Competition Groups_LLLC - Low Impact Application
Commercial | Com ¦ High Efficiency Small Instantaneous Water Heater | 2023 | SC D | GWh | Before Competition Groups | 4.8522e-05 | 0 | 0 | 2948.1057 | 1.6459e-08 | 74 | Commercial_2023_SC D_GWh_Before Competition Groups_74 | High Efficiency Small Instantaneous Water Heater | 1.646e-06% | 0 | 4.8522e-05 | Commercial_2023_SC D_GWh_Before Competition Groups_High Efficiency Small Instantaneous Water Heater
Commercial | Com ¦ Networked/Connected - High Impact Application | 2023 | SC D | GWh | Before Competition Groups | 5.4418e-09 | 0 | 0 | 2948.1057 | 1.8459e-12 | 75 | Commercial_2023_SC D_GWh_Before Competition Groups_75 | Networked/Connected - High Impact Application | 1.846e-10% | 0 | 5.4418e-09 | Commercial_2023_SC D_GWh_Before Competition Groups_Networked/Connected - High Impact Application
Commercial | Com ¦ Networked/Connected - Low Impact Application | 2023 | SC D | GWh | Before Competition Groups | 2.3765e-22 | 0 | 0 | 2948.1057 | 8.061e-26 | 76 | Commercial_2023_SC D_GWh_Before Competition Groups_76 | Networked/Connected - Low Impact Application | 8.061e-24% | 0 | 2.3765e-22 | Commercial_2023_SC D_GWh_Before Competition Groups_Networked/Connected - Low Impact Application
Commercial | Com ¦ Efficient compressor motor | 2023 | SC D | GWh | Before Competition Groups | 0 | 0 | 0 | 2948.1057 | 0 | 77 | Commercial_2023_SC D_GWh_Before Competition Groups_77 | Efficient compressor motor | 0% | 0 | 0 | Commercial_2023_SC D_GWh_Before Competition Groups_Efficient compressor motor
Commercial | Com ¦ Indoor Daylight Sensors/Photocell Dimming Control | 2023 | SC D | GWh | Before Competition Groups | 0 | 0 | 0 | 2948.1057 | 0 | 78 | Commercial_2023_SC D_GWh_Before Competition Groups_78 | Indoor Daylight Sensors/Photocell Dimming Control | 0% | 0 | 0 | Commercial_2023_SC D_GWh_Before Competition Groups_Indoor Daylight Sensors/Photocell Dimming Control
Commercial | Com ¦ LED RECESSED DOWNLIGHTS | 2023 | SC D | GWh | Before Competition Groups | 0 | 0 | 0 | 2948.1057 | 0 | 79 | Commercial_2023_SC D_GWh_Before Competition Groups_79 | LED RECESSED DOWNLIGHTS | 0% | 0 | 0 | Commercial_2023_SC D_GWh_Before Competition Groups_LED RECESSED DOWNLIGHTS
Commercial | Com ¦ Variable Refrigerant Flow Heat Pump | 2023 | SC D | GWh | Before Competition Groups | 0 | 0 | 0 | 2948.1057 | 0 | 80 | Commercial_2023_SC D_GWh_Before Competition Groups_80 | Variable Refrigerant Flow Heat Pump | 0% | 0 | 0 | Commercial_2023_SC D_GWh_Before Competition Groups_Variable Refrigerant Flow Heat Pump
Commercial | Com ¦ Building Recommissioning, Operations and Maintenance (O&M) Improvements | 2023 | Technical | GWh | Before Competition Groups | 2348.9016 | 0 | 0 | 19258.8004 | 0.12197 | 1 | Commercial_2023_Technical_GWh_Before Competition Groups_1 | Building Recommissioning, Operations and Maintenance (O&M) Improvements | 12.2% | 0 | 2348.9016 | Commercial_2023_Technical_GWh_Before Competition Groups_Building Recommissioning, Operations and Maintenance (O&M) Improvements
Commercial | Com ¦ LED Low/High Bay | 2023 | Technical | GWh | Before Competition Groups | 1440.0672 | 0 | 0 | 19258.8004 | 0.074775 | 2 | Commercial_2023_Technical_GWh_Before Competition Groups_2 | LED Low/High Bay | 7.477% | 0 | 1440.0672 | Commercial_2023_Technical_GWh_Before Competition Groups_LED Low/High Bay
Commercial | Com ¦ LED Troffer/Surface/Suspended | 2023 | Technical | GWh | Before Competition Groups | 1173.1055 | 0 | 0 | 19258.8004 | 0.060913 | 3 | Commercial_2023_Technical_GWh_Before Competition Groups_3 | LED Troffer/Surface/Suspended | 6.091% | 0 | 1173.1055 | Commercial_2023_Technical_GWh_Before Competition Groups_LED Troffer/Surface/Suspended
Commercial | Com ¦ LLLC - High Impact Application | 2023 | Technical | GWh | Before Competition Groups | 1004.3564 | 0 | 0 | 19258.8004 | 0.052151 | 4 | Commercial_2023_Technical_GWh_Before Competition Groups_4 | LLLC - High Impact Application | 5.215% | 0 | 1004.3564 | Commercial_2023_Technical_GWh_Before Competition Groups_LLLC - High Impact Application
Commercial | Com ¦ LLLC - Low Impact Application | 2023 | Technical | GWh | Before Competition Groups | 995.0675 | 0 | 0 | 19258.8004 | 0.051668 | 5 | Commercial_2023_Technical_GWh_Before Competition Groups_5 | LLLC - Low Impact Application | 5.167% | 0 | 995.0675 | Commercial_2023_Technical_GWh_Before Competition Groups_LLLC - Low Impact Application
Commercial | Com ¦ ENERGY STAR LED LAMPS (REFLECTOR LAMPs/MR16/PAR 16) | 2023 | Technical | GWh | Before Competition Groups | 991.5031 | 0 | 0 | 19258.8004 | 0.051483 | 6 | Commercial_2023_Technical_GWh_Before Competition Groups_6 | ENERGY STAR LED LAMPS (REFLECTOR LAMPs/MR16/PAR 16) | 5.148% | 0 | 991.5031 | Commercial_2023_Technical_GWh_Before Competition Groups_ENERGY STAR LED LAMPS (REFLECTOR LAMPs/MR16/PAR 16)
Commercial | Com ¦ Networked/Connected - High Impact Application | 2023 | Technical | GWh | Before Competition Groups | 908.1567 | 0 | 0 | 19258.8004 | 0.047155 | 7 | Commercial_2023_Technical_GWh_Before Competition Groups_7 | Networked/Connected - High Impact Application | 4.716% | 0 | 908.1567 | Commercial_2023_Technical_GWh_Before Competition Groups_Networked/Connected - High Impact Application
Commercial | Com ¦ Education and Capacity Building/Energy Behavior | 2023 | Technical | GWh | Before Competition Groups | 883.4718 | 0 | 0 | 19258.8004 | 0.045874 | 8 | Commercial_2023_Technical_GWh_Before Competition Groups_8 | Education and Capacity Building/Energy Behavior | 4.587% | 0 | 883.4718 | Commercial_2023_Technical_GWh_Before Competition Groups_Education and Capacity Building/Energy Behavior
Commercial | Com ¦ Networked/Connected - Low Impact Application | 2023 | Technical | GWh | Before Competition Groups | 854.0877 | 0 | 0 | 19258.8004 | 0.044348 | 9 | Commercial_2023_Technical_GWh_Before Competition Groups_9 | Networked/Connected - Low Impact Application | 4.435% | 0 | 854.0877 | Commercial_2023_Technical_GWh_Before Competition Groups_Networked/Connected - Low Impact Application
Commercial | Com ¦ Central Lighting Control System | 2023 | Technical | GWh | Before Competition Groups | 761.179 | 0 | 0 | 19258.8004 | 0.039524 | 10 | Commercial_2023_Technical_GWh_Before Competition Groups_10 | Central Lighting Control System | 3.952% | 0 | 761.179 | Commercial_2023_Technical_GWh_Before Competition Groups_Central Lighting Control System
Commercial | Com ¦ Furnace Tune-Up | 2023 | Technical | GWh | Before Competition Groups | 644.9935 | 0 | 0 | 19258.8004 | 0.033491 | 11 | Commercial_2023_Technical_GWh_Before Competition Groups_11 | Furnace Tune-Up | 3.349% | 0 | 644.9935 | Commercial_2023_Technical_GWh_Before Competition Groups_Furnace Tune-Up
Commercial | Com ¦ LED EXTERIOR AREA LIGHTS - LED fixture (200W) | 2023 | Technical | GWh | Before Competition Groups | 540.446 | 0 | 0 | 19258.8004 | 0.028062 | 12 | Commercial_2023_Technical_GWh_Before Competition Groups_12 | LED EXTERIOR AREA LIGHTS - LED fixture (200W) | 2.806% | 0 | 540.446 | Commercial_2023_Technical_GWh_Before Competition Groups_LED EXTERIOR AREA LIGHTS - LED fixture (200W)
Commercial | Com ¦ LED parking lot fixture | 2023 | Technical | GWh | Before Competition Groups | 526.3738 | 0 | 0 | 19258.8004 | 0.027332 | 13 | Commercial_2023_Technical_GWh_Before Competition Groups_13 | LED parking lot fixture | 2.733% | 0 | 526.3738 | Commercial_2023_Technical_GWh_Before Competition Groups_LED parking lot fixture
Commercial | Com ¦ Variable Refrigerant Flow Heat Pump | 2023 | Technical | GWh | Before Competition Groups | 376.6328 | 0 | 0 | 19258.8004 | 0.019556 | 14 | Commercial_2023_Technical_GWh_Before Competition Groups_14 | Variable Refrigerant Flow Heat Pump | 1.956% | 0 | 376.6328 | Commercial_2023_Technical_GWh_Before Competition Groups_Variable Refrigerant Flow Heat Pump
Commercial | Com ¦ Advanced BAS/Controllers | 2023 | Technical | GWh | Before Competition Groups | 316.7234 | 0 | 0 | 19258.8004 | 0.016446 | 15 | Commercial_2023_Technical_GWh_Before Competition Groups_15 | Advanced BAS/Controllers | 1.645% | 0 | 316.7234 | Commercial_2023_Technical_GWh_Before Competition Groups_Advanced BAS/Controllers
Commercial | Com ¦ Smart Strip Plug Outlets | 2023 | Technical | GWh | Before Competition Groups | 313.3948 | 0 | 0 | 19258.8004 | 0.016273 | 16 | Commercial_2023_Technical_GWh_Before Competition Groups_16 | Smart Strip Plug Outlets | 1.627% | 0 | 313.3948 | Commercial_2023_Technical_GWh_Before Competition Groups_Smart Strip Plug Outlets
Commercial | Com ¦ LED street light fixture | 2023 | Technical | GWh | Before Competition Groups | 312.3 | 0 | 0 | 19258.8004 | 0.016216 | 17 | Commercial_2023_Technical_GWh_Before Competition Groups_17 | LED street light fixture | 1.622% | 0 | 312.3 | Commercial_2023_Technical_GWh_Before Competition Groups_LED street light fixture
Commercial | Com ¦ LED Replacement Lamp (Tube) | 2023 | Technical | GWh | Before Competition Groups | 289.6147 | 0 | 0 | 19258.8004 | 0.015038 | 18 | Commercial_2023_Technical_GWh_Before Competition Groups_18 | LED Replacement Lamp (Tube) | 1.504% | 0 | 289.6147 | Commercial_2023_Technical_GWh_Before Competition Groups_LED Replacement Lamp (Tube)
Commercial | Com ¦ High Efficiency Air Source Heat Pump | 2023 | Technical | GWh | Before Competition Groups | 268.5034 | 0 | 0 | 19258.8004 | 0.013942 | 19 | Commercial_2023_Technical_GWh_Before Competition Groups_19 | High Efficiency Air Source Heat Pump | 1.394% | 0 | 268.5034 | Commercial_2023_Technical_GWh_Before Competition Groups_High Efficiency Air Source Heat Pump
Commercial | Com ¦ Demand Control Ventilation | 2023 | Technical | GWh | Before Competition Groups | 240.7999 | 0 | 0 | 19258.8004 | 0.012503 | 20 | Commercial_2023_Technical_GWh_Before Competition Groups_20 | Demand Control Ventilation | 1.25% | 0 | 240.7999 | Commercial_2023_Technical_GWh_Before Competition Groups_Demand Control Ventilation
Commercial | Com ¦ Data Center Storage/Server Virtualization | 2023 | Technical | GWh | Before Competition Groups | 238.0043 | 0 | 0 | 19258.8004 | 0.012358 | 21 | Commercial_2023_Technical_GWh_Before Competition Groups_21 | Data Center Storage/Server Virtualization | 1.236% | 0 | 238.0043 | Commercial_2023_Technical_GWh_Before Competition Groups_Data Center Storage/Server Virtualization
Commercial | Com ¦ Strip Curtains | 2023 | Technical | GWh | Before Competition Groups | 231.6619 | 0 | 0 | 19258.8004 | 0.012029 | 22 | Commercial_2023_Technical_GWh_Before Competition Groups_22 | Strip Curtains | 1.203% | 0 | 231.6619 | Commercial_2023_Technical_GWh_Before Competition Groups_Strip Curtains
Commercial | Com ¦ Variable Frequency Drive (VFD) | 2023 | Technical | GWh | Before Competition Groups | 213.7923 | 0 | 0 | 19258.8004 | 0.011101 | 23 | Commercial_2023_Technical_GWh_Before Competition Groups_23 | Variable Frequency Drive (VFD) | 1.11% | 0 | 213.7923 | Commercial_2023_Technical_GWh_Before Competition Groups_Variable Frequency Drive (VFD)
Commercial | Com ¦ VFD on Pumps | 2023 | Technical | GWh | Before Competition Groups | 200.0842 | 0 | 0 | 19258.8004 | 0.010389 | 24 | Commercial_2023_Technical_GWh_Before Competition Groups_24 | VFD on Pumps | 1.039% | 0 | 200.0842 | Commercial_2023_Technical_GWh_Before Competition Groups_VFD on Pumps
Commercial | Com ¦ Refrigerated Display Case Doors | 2023 | Technical | GWh | Before Competition Groups | 191.5644 | 0 | 0 | 19258.8004 | 0.0099468 | 25 | Commercial_2023_Technical_GWh_Before Competition Groups_25 | Refrigerated Display Case Doors | 0.9947% | 0 | 191.5644 | Commercial_2023_Technical_GWh_Before Competition Groups_Refrigerated Display Case Doors
Commercial | Com ¦ Centrally controlled desktop PC/NETWORK PC POWER MANAGEMENT SOFTWARE | 2023 | Technical | GWh | Before Competition Groups | 168.1763 | 0 | 0 | 19258.8004 | 0.0087324 | 26 | Commercial_2023_Technical_GWh_Before Competition Groups_26 | Centrally controlled desktop PC/NETWORK PC POWER MANAGEMENT SOFTWARE | 0.8732% | 0 | 168.1763 | Commercial_2023_Technical_GWh_Before Competition Groups_Centrally controlled desktop PC/NETWORK PC POWER MANAGEMENT SOFTWARE
Commercial | Com ¦ Air Handler with Dedicated Outdoor Air Systems | 2023 | Technical | GWh | Before Competition Groups | 163.1743 | 0 | 0 | 19258.8004 | 0.0084727 | 27 | Commercial_2023_Technical_GWh_Before Competition Groups_27 | Air Handler with Dedicated Outdoor Air Systems | 0.8473% | 0 | 163.1743 | Commercial_2023_Technical_GWh_Before Competition Groups_Air Handler with Dedicated Outdoor Air Systems
Commercial | Com ¦ Door Gasket Freezer/Refrigerator | 2023 | Technical | GWh | Before Competition Groups | 157.0681 | 0 | 0 | 19258.8004 | 0.0081557 | 28 | Commercial_2023_Technical_GWh_Before Competition Groups_28 | Door Gasket Freezer/Refrigerator | 0.8156% | 0 | 157.0681 | Commercial_2023_Technical_GWh_Before Competition Groups_Door Gasket Freezer/Refrigerator
Commercial | Com ¦ LED or Equivalent Sign Lighting | 2023 | Technical | GWh | Before Competition Groups | 141.2852 | 0 | 0 | 19258.8004 | 0.0073361 | 29 | Commercial_2023_Technical_GWh_Before Competition Groups_29 | LED or Equivalent Sign Lighting | 0.7336% | 0 | 141.2852 | Commercial_2023_Technical_GWh_Before Competition Groups_LED or Equivalent Sign Lighting
Commercial | Com ¦ Adaptive Thermostats | 2023 | Technical | GWh | Before Competition Groups | 135.8797 | 0 | 0 | 19258.8004 | 0.0070555 | 30 | Commercial_2023_Technical_GWh_Before Competition Groups_30 | Adaptive Thermostats | 0.7055% | 0 | 135.8797 | Commercial_2023_Technical_GWh_Before Competition Groups_Adaptive Thermostats
Commercial | Com ¦ Reach-in Shaded Pole to ECM/PSC Evaporator Fan Motor | 2023 | Technical | GWh | Before Competition Groups | 135.1962 | 0 | 0 | 19258.8004 | 0.00702 | 31 | Commercial_2023_Technical_GWh_Before Competition Groups_31 | Reach-in Shaded Pole to ECM/PSC Evaporator Fan Motor | 0.702% | 0 | 135.1962 | Commercial_2023_Technical_GWh_Before Competition Groups_Reach-in Shaded Pole to ECM/PSC Evaporator Fan Motor
Commercial | Com ¦ Refrigeration Optimization | 2023 | Technical | GWh | Before Competition Groups | 127.9669 | 0 | 0 | 19258.8004 | 0.0066446 | 32 | Commercial_2023_Technical_GWh_Before Competition Groups_32 | Refrigeration Optimization | 0.6645% | 0 | 127.9669 | Commercial_2023_Technical_GWh_Before Competition Groups_Refrigeration Optimization
Commercial | Com ¦ ENERGY STAR LED LAMPS (General Service Lamps) | 2023 | Technical | GWh | Before Competition Groups | 112.4825 | 0 | 0 | 19258.8004 | 0.0058406 | 33 | Commercial_2023_Technical_GWh_Before Competition Groups_33 | ENERGY STAR LED LAMPS (General Service Lamps) | 0.5841% | 0 | 112.4825 | Commercial_2023_Technical_GWh_Before Competition Groups_ENERGY STAR LED LAMPS (General Service Lamps)
Commercial | Com ¦ Refrigerated Display Case LED | 2023 | Technical | GWh | Before Competition Groups | 108.7784 | 0 | 0 | 19258.8004 | 0.0056482 | 34 | Commercial_2023_Technical_GWh_Before Competition Groups_34 | Refrigerated Display Case LED | 0.5648% | 0 | 108.7784 | Commercial_2023_Technical_GWh_Before Competition Groups_Refrigerated Display Case LED
Commercial | Com ¦ ECM MOTORS FOR EVAPORATOR FANS for refrigeration (WALK-IN) | 2023 | Technical | GWh | Before Competition Groups | 101.2778 | 0 | 0 | 19258.8004 | 0.0052588 | 35 | Commercial_2023_Technical_GWh_Before Competition Groups_35 | ECM MOTORS FOR EVAPORATOR FANS for refrigeration (WALK-IN) | 0.5259% | 0 | 101.2778 | Commercial_2023_Technical_GWh_Before Competition Groups_ECM MOTORS FOR EVAPORATOR FANS for refrigeration (WALK-IN)
Commercial | Com ¦ Condensing Unit Heaters or other Efficient Unit Heating System | 2023 | Technical | GWh | Before Competition Groups | 97.0622 | 0 | 0 | 19258.8004 | 0.0050399 | 36 | Commercial_2023_Technical_GWh_Before Competition Groups_36 | Condensing Unit Heaters or other Efficient Unit Heating System | 0.504% | 0 | 97.0622 | Commercial_2023_Technical_GWh_Before Competition Groups_Condensing Unit Heaters or other Efficient Unit Heating System
Commercial | Com ¦ ENERGY STAR FREEZER | 2023 | Technical | GWh | Before Competition Groups | 96.5317 | 0 | 0 | 19258.8004 | 0.0050123 | 37 | Commercial_2023_Technical_GWh_Before Competition Groups_37 | ENERGY STAR FREEZER | 0.5012% | 0 | 96.5317 | Commercial_2023_Technical_GWh_Before Competition Groups_ENERGY STAR FREEZER
Commercial | Com ¦ Indoor Daylight Sensors/Photocell Dimming Control | 2023 | Technical | GWh | Before Competition Groups | 92.6206 | 0 | 0 | 19258.8004 | 0.0048093 | 38 | Commercial_2023_Technical_GWh_Before Competition Groups_38 | Indoor Daylight Sensors/Photocell Dimming Control | 0.4809% | 0 | 92.6206 | Commercial_2023_Technical_GWh_Before Competition Groups_Indoor Daylight Sensors/Photocell Dimming Control
Commercial | Com ¦ High R-Value Glass Doors/no-heat glass door | 2023 | Technical | GWh | Before Competition Groups | 89.638 | 0 | 0 | 19258.8004 | 0.0046544 | 39 | Commercial_2023_Technical_GWh_Before Competition Groups_39 | High R-Value Glass Doors/no-heat glass door | 0.4654% | 0 | 89.638 | Commercial_2023_Technical_GWh_Before Competition Groups_High R-Value Glass Doors/no-heat glass door
Commercial | Com ¦ Freezer Case Light Sensor | 2023 | Technical | GWh | Before Competition Groups | 83.4142 | 0 | 0 | 19258.8004 | 0.0043312 | 40 | Commercial_2023_Technical_GWh_Before Competition Groups_40 | Freezer Case Light Sensor | 0.4331% | 0 | 83.4142 | Commercial_2023_Technical_GWh_Before Competition Groups_Freezer Case Light Sensor
Commercial | Com ¦ Demand Control Kitchen Ventilation | 2023 | Technical | GWh | Before Competition Groups | 83.3696 | 0 | 0 | 19258.8004 | 0.0043289 | 41 | Commercial_2023_Technical_GWh_Before Competition Groups_41 | Demand Control Kitchen Ventilation | 0.4329% | 0 | 83.3696 | Commercial_2023_Technical_GWh_Before Competition Groups_Demand Control Kitchen Ventilation
Commercial | Com ¦ Evaporator Fan Controls | 2023 | Technical | GWh | Before Competition Groups | 81.3669 | 0 | 0 | 19258.8004 | 0.0042249 | 42 | Commercial_2023_Technical_GWh_Before Competition Groups_42 | Evaporator Fan Controls | 0.4225% | 0 | 81.3669 | Commercial_2023_Technical_GWh_Before Competition Groups_Evaporator Fan Controls
Commercial | Com ¦ Adding reflective (White) roof treatment or a green roof | 2023 | Technical | GWh | Before Competition Groups | 81.1295 | 0 | 0 | 19258.8004 | 0.0042126 | 43 | Commercial_2023_Technical_GWh_Before Competition Groups_43 | Adding reflective (White) roof treatment or a green roof | 0.4213% | 0 | 81.1295 | Commercial_2023_Technical_GWh_Before Competition Groups_Adding reflective (White) roof treatment or a green roof
Commercial | Com ¦ Unitary Air-Conditioning Unit | 2023 | Technical | GWh | Before Competition Groups | 80.9042 | 0 | 0 | 19258.8004 | 0.0042009 | 44 | Commercial_2023_Technical_GWh_Before Competition Groups_44 | Unitary Air-Conditioning Unit | 0.4201% | 0 | 80.9042 | Commercial_2023_Technical_GWh_Before Competition Groups_Unitary Air-Conditioning Unit
Commercial | Com ¦ Occupancy Sensors | 2023 | Technical | GWh | Before Competition Groups | 70.5602 | 0 | 0 | 19258.8004 | 0.0036638 | 45 | Commercial_2023_Technical_GWh_Before Competition Groups_45 | Occupancy Sensors | 0.3664% | 0 | 70.5602 | Commercial_2023_Technical_GWh_Before Competition Groups_Occupancy Sensors
Commercial | Com ¦ HOTEL OCCUPANCY CONTROLS (HVAC + LIGHTING) | 2023 | Technical | GWh | Before Competition Groups | 64.7621 | 0 | 0 | 19258.8004 | 0.0033627 | 46 | Commercial_2023_Technical_GWh_Before Competition Groups_46 | HOTEL OCCUPANCY CONTROLS (HVAC + LIGHTING) | 0.3363% | 0 | 64.7621 | Commercial_2023_Technical_GWh_Before Competition Groups_HOTEL OCCUPANCY CONTROLS (HVAC + LIGHTING)
Commercial | Com ¦ ENERGY STAR ICE MACHINES - Ice Making Head | 2023 | Technical | GWh | Before Competition Groups | 58.7985 | 0 | 0 | 19258.8004 | 0.0030531 | 47 | Commercial_2023_Technical_GWh_Before Competition Groups_47 | ENERGY STAR ICE MACHINES - Ice Making Head | 0.3053% | 0 | 58.7985 | Commercial_2023_Technical_GWh_Before Competition Groups_ENERGY STAR ICE MACHINES - Ice Making Head
Commercial | Com ¦ Refrigeration Commissioning | 2023 | Technical | GWh | Before Competition Groups | 55.8061 | 0 | 0 | 19258.8004 | 0.0028977 | 48 | Commercial_2023_Technical_GWh_Before Competition Groups_48 | Refrigeration Commissioning | 0.2898% | 0 | 55.8061 | Commercial_2023_Technical_GWh_Before Competition Groups_Refrigeration Commissioning
Commercial | Com ¦ Condensing Make Up Air Unit | 2023 | Technical | GWh | Before Competition Groups | 50.7421 | 0 | 0 | 19258.8004 | 0.0026347 | 49 | Commercial_2023_Technical_GWh_Before Competition Groups_49 | Condensing Make Up Air Unit | 0.2635% | 0 | 50.7421 | Commercial_2023_Technical_GWh_Before Competition Groups_Condensing Make Up Air Unit
Commercial | Com ¦ ENERGY STAR Refrigerator | 2023 | Technical | GWh | Before Competition Groups | 47.7656 | 0 | 0 | 19258.8004 | 0.0024802 | 50 | Commercial_2023_Technical_GWh_Before Competition Groups_50 | ENERGY STAR Refrigerator | 0.248% | 0 | 47.7656 | Commercial_2023_Technical_GWh_Before Competition Groups_ENERGY STAR Refrigerator
Commercial | Com ¦ Super-High Efficiency Furnaces (Emerging Tech) | 2023 | Technical | GWh | Before Competition Groups | 45.4354 | 0 | 0 | 19258.8004 | 0.0023592 | 51 | Commercial_2023_Technical_GWh_Before Competition Groups_51 | Super-High Efficiency Furnaces (Emerging Tech) | 0.2359% | 0 | 45.4354 | Commercial_2023_Technical_GWh_Before Competition Groups_Super-High Efficiency Furnaces (Emerging Tech)
Commercial | Com ¦ Elec Storage WH 2.30 Et | 2023 | Technical | GWh | Before Competition Groups | 35.7913 | 0 | 0 | 19258.8004 | 0.0018584 | 52 | Commercial_2023_Technical_GWh_Before Competition Groups_52 | Elec Storage WH 2.30 Et | 0.1858% | 0 | 35.7913 | Commercial_2023_Technical_GWh_Before Competition Groups_Elec Storage WH 2.30 Et
Commercial | Com ¦ BEVERAGE VENDING MACHINE CONTROLS | 2023 | Technical | GWh | Before Competition Groups | 34.3974 | 0 | 0 | 19258.8004 | 0.0017861 | 53 | Commercial_2023_Technical_GWh_Before Competition Groups_53 | BEVERAGE VENDING MACHINE CONTROLS | 0.1786% | 0 | 34.3974 | Commercial_2023_Technical_GWh_Before Competition Groups_BEVERAGE VENDING MACHINE CONTROLS
Commercial | Com ¦ Temperature Adjustment in Commercial Freezers | 2023 | Technical | GWh | Before Competition Groups | 31.1138 | 0 | 0 | 19258.8004 | 0.0016156 | 54 | Commercial_2023_Technical_GWh_Before Competition Groups_54 | Temperature Adjustment in Commercial Freezers | 0.1616% | 0 | 31.1138 | Commercial_2023_Technical_GWh_Before Competition Groups_Temperature Adjustment in Commercial Freezers
Commercial | Com ¦ Energy Efficient Laboratory Fume Hood | 2023 | Technical | GWh | Before Competition Groups | 27.7115 | 0 | 0 | 19258.8004 | 0.0014389 | 55 | Commercial_2023_Technical_GWh_Before Competition Groups_55 | Energy Efficient Laboratory Fume Hood | 0.1439% | 0 | 27.7115 | Commercial_2023_Technical_GWh_Before Competition Groups_Energy Efficient Laboratory Fume Hood
Commercial | Com ¦ CO Sensors for parking garage exhaust fans | 2023 | Technical | GWh | Before Competition Groups | 27.4115 | 0 | 0 | 19258.8004 | 0.0014233 | 56 | Commercial_2023_Technical_GWh_Before Competition Groups_56 | CO Sensors for parking garage exhaust fans | 0.1423% | 0 | 27.4115 | Commercial_2023_Technical_GWh_Before Competition Groups_CO Sensors for parking garage exhaust fans
Commercial | Com ¦ Ground Source Heat Pump | 2023 | Technical | GWh | Before Competition Groups | 27.2633 | 0 | 0 | 19258.8004 | 0.0014156 | 57 | Commercial_2023_Technical_GWh_Before Competition Groups_57 | Ground Source Heat Pump | 0.1416% | 0 | 27.2633 | Commercial_2023_Technical_GWh_Before Competition Groups_Ground Source Heat Pump
Commercial | Com ¦ Vertical Night Covers | 2023 | Technical | GWh | Before Competition Groups | 24.1359 | 0 | 0 | 19258.8004 | 0.0012532 | 58 | Commercial_2023_Technical_GWh_Before Competition Groups_58 | Vertical Night Covers | 0.1253% | 0 | 24.1359 | Commercial_2023_Technical_GWh_Before Competition Groups_Vertical Night Covers
Commercial | Com ¦ Anti-sweat heat (ASH) controls - Cooler/Freezer | 2023 | Technical | GWh | Before Competition Groups | 23.8519 | 0 | 0 | 19258.8004 | 0.0012385 | 59 | Commercial_2023_Technical_GWh_Before Competition Groups_59 | Anti-sweat heat (ASH) controls - Cooler/Freezer | 0.1238% | 0 | 23.8519 | Commercial_2023_Technical_GWh_Before Competition Groups_Anti-sweat heat (ASH) controls - Cooler/Freezer
Commercial | Com ¦ Duct Insulation, R8 | 2023 | Technical | GWh | Before Competition Groups | 21.4874 | 0 | 0 | 19258.8004 | 0.0011157 | 60 | Commercial_2023_Technical_GWh_Before Competition Groups_60 | Duct Insulation, R8 | 0.1116% | 0 | 21.4874 | Commercial_2023_Technical_GWh_Before Competition Groups_Duct Insulation, R8
Commercial | Com ¦ Water Heating (DHW) Pipe Insulation (Add 3/4\ Foam)" | 2023 | Technical | GWh | Before Competition Groups | 20.7741 | 0 | 0 | 19258.8004 | 0.0010787 | 61 | Commercial_2023_Technical_GWh_Before Competition Groups_61 | Water Heating (DHW) Pipe Insulation (Add 3/4\ Foam)" | 0.1079% | 0 | 20.7741 | Commercial_2023_Technical_GWh_Before Competition Groups_Water Heating (DHW) Pipe Insulation (Add 3/4\ Foam)"
Commercial | Com ¦ ENERGY STAR Griddle (74% eff) | 2023 | Technical | GWh | Before Competition Groups | 19.3334 | 0 | 0 | 19258.8004 | 0.0010039 | 62 | Commercial_2023_Technical_GWh_Before Competition Groups_62 | ENERGY STAR Griddle (74% eff) | 0.1004% | 0 | 19.3334 | Commercial_2023_Technical_GWh_Before Competition Groups_ENERGY STAR Griddle (74% eff)
Commercial | Com ¦ Chilled Water Optimization | 2023 | Technical | GWh | Before Competition Groups | 19.2343 | 0 | 0 | 19258.8004 | 0.00099873 | 63 | Commercial_2023_Technical_GWh_Before Competition Groups_63 | Chilled Water Optimization | 0.09987% | 0 | 19.2343 | Commercial_2023_Technical_GWh_Before Competition Groups_Chilled Water Optimization
Commercial | Com ¦ Outside Air Economizer | 2023 | Technical | GWh | Before Competition Groups | 16.0938 | 0 | 0 | 19258.8004 | 0.00083566 | 64 | Commercial_2023_Technical_GWh_Before Competition Groups_64 | Outside Air Economizer | 0.08357% | 0 | 16.0938 | Commercial_2023_Technical_GWh_Before Competition Groups_Outside Air Economizer
Commercial | Com ¦ Water Source Heat Pump (4 ton) | 2023 | Technical | GWh | Before Competition Groups | 14.746 | 0 | 0 | 19258.8004 | 0.00076567 | 65 | Commercial_2023_Technical_GWh_Before Competition Groups_65 | Water Source Heat Pump (4 ton) | 0.07657% | 0 | 14.746 | Commercial_2023_Technical_GWh_Before Competition Groups_Water Source Heat Pump (4 ton)
Commercial | Com ¦ Suction Pipe Insulation Freezer/Refrigerator | 2023 | Technical | GWh | Before Competition Groups | 13.1912 | 0 | 0 | 19258.8004 | 0.00068495 | 66 | Commercial_2023_Technical_GWh_Before Competition Groups_66 | Suction Pipe Insulation Freezer/Refrigerator | 0.06849% | 0 | 13.1912 | Commercial_2023_Technical_GWh_Before Competition Groups_Suction Pipe Insulation Freezer/Refrigerator
Commercial | Com ¦ Roof Insulation/Ceiling Insulation (R25 Code to R35) | 2023 | Technical | GWh | Before Competition Groups | 12.8252 | 0 | 0 | 19258.8004 | 0.00066594 | 67 | Commercial_2023_Technical_GWh_Before Competition Groups_67 | Roof Insulation/Ceiling Insulation (R25 Code to R35) | 0.06659% | 0 | 12.8252 | Commercial_2023_Technical_GWh_Before Competition Groups_Roof Insulation/Ceiling Insulation (R25 Code to R35)
Commercial | Com ¦ Evaporator Coil Defrost (Cooler) | 2023 | Technical | GWh | Before Competition Groups | 10.8709 | 0 | 0 | 19258.8004 | 0.00056446 | 68 | Commercial_2023_Technical_GWh_Before Competition Groups_68 | Evaporator Coil Defrost (Cooler) | 0.05645% | 0 | 10.8709 | Commercial_2023_Technical_GWh_Before Competition Groups_Evaporator Coil Defrost (Cooler)
Commercial | Com ¦ High Efficiency Small Instantaneous Water Heater | 2023 | Technical | GWh | Before Competition Groups | 9.8403 | 0 | 0 | 19258.8004 | 0.00051095 | 69 | Commercial_2023_Technical_GWh_Before Competition Groups_69 | High Efficiency Small Instantaneous Water Heater | 0.0511% | 0 | 9.8403 | Commercial_2023_Technical_GWh_Before Competition Groups_High Efficiency Small Instantaneous Water Heater
Commercial | Com ¦ ENERGY STAR Dishwasher | 2023 | Technical | GWh | Before Competition Groups | 9.3021 | 0 | 0 | 19258.8004 | 0.000483 | 70 | Commercial_2023_Technical_GWh_Before Competition Groups_70 | ENERGY STAR Dishwasher | 0.0483% | 0 | 9.3021 | Commercial_2023_Technical_GWh_Before Competition Groups_ENERGY STAR Dishwasher
Commercial | Com ¦ LED RECESSED DOWNLIGHTS | 2023 | Technical | GWh | Before Competition Groups | 8.9109 | 0 | 0 | 19258.8004 | 0.00046269 | 71 | Commercial_2023_Technical_GWh_Before Competition Groups_71 | LED RECESSED DOWNLIGHTS | 0.04627% | 0 | 8.9109 | Commercial_2023_Technical_GWh_Before Competition Groups_LED RECESSED DOWNLIGHTS
Commercial | Com ¦ ENERGY STAR Fryer (84% eff) | 2023 | Technical | GWh | Before Competition Groups | 6.7712 | 0 | 0 | 19258.8004 | 0.00035159 | 72 | Commercial_2023_Technical_GWh_Before Competition Groups_72 | ENERGY STAR Fryer (84% eff) | 0.03516% | 0 | 6.7712 | Commercial_2023_Technical_GWh_Before Competition Groups_ENERGY STAR Fryer (84% eff)
Commercial | Com ¦ Ozone Laundry Treatment | 2023 | Technical | GWh | Before Competition Groups | 6.1202 | 0 | 0 | 19258.8004 | 0.00031779 | 73 | Commercial_2023_Technical_GWh_Before Competition Groups_73 | Ozone Laundry Treatment | 0.03178% | 0 | 6.1202 | Commercial_2023_Technical_GWh_Before Competition Groups_Ozone Laundry Treatment
Commercial | Com ¦ SYNCHRONOUS BELT | 2023 | Technical | GWh | Before Competition Groups | 5.194 | 0 | 0 | 19258.8004 | 0.0002697 | 74 | Commercial_2023_Technical_GWh_Before Competition Groups_74 | SYNCHRONOUS BELT | 0.02697% | 0 | 5.194 | Commercial_2023_Technical_GWh_Before Competition Groups_SYNCHRONOUS BELT
Commercial | Com ¦ Efficient compressor motor | 2023 | Technical | GWh | Before Competition Groups | 5.0997 | 0 | 0 | 19258.8004 | 0.0002648 | 75 | Commercial_2023_Technical_GWh_Before Competition Groups_75 | Efficient compressor motor | 0.02648% | 0 | 5.0997 | Commercial_2023_Technical_GWh_Before Competition Groups_Efficient compressor motor
Commercial | Com ¦ Demand controlled Circulating Systems | 2023 | Technical | GWh | Before Competition Groups | 4.4517 | 0 | 0 | 19258.8004 | 0.00023115 | 76 | Commercial_2023_Technical_GWh_Before Competition Groups_76 | Demand controlled Circulating Systems | 0.02312% | 0 | 4.4517 | Commercial_2023_Technical_GWh_Before Competition Groups_Demand controlled Circulating Systems
Commercial | Com ¦ ENERGY STAR Steam Cookers | 2023 | Technical | GWh | Before Competition Groups | 3.3173 | 0 | 0 | 19258.8004 | 0.00017225 | 77 | Commercial_2023_Technical_GWh_Before Competition Groups_77 | ENERGY STAR Steam Cookers | 0.01722% | 0 | 3.3173 | Commercial_2023_Technical_GWh_Before Competition Groups_ENERGY STAR Steam Cookers
Commercial | Com ¦ Notched V belts for HVAC Systems | 2023 | Technical | GWh | Before Competition Groups | 2.597 | 0 | 0 | 19258.8004 | 0.00013485 | 78 | Commercial_2023_Technical_GWh_Before Competition Groups_78 | Notched V belts for HVAC Systems | 0.01348% | 0 | 2.597 | Commercial_2023_Technical_GWh_Before Competition Groups_Notched V belts for HVAC Systems
Commercial | Com ¦ Wall Insulation | 2023 | Technical | GWh | Before Competition Groups | 2.5855 | 0 | 0 | 19258.8004 | 0.00013425 | 79 | Commercial_2023_Technical_GWh_Before Competition Groups_79 | Wall Insulation | 0.01342% | 0 | 2.5855 | Commercial_2023_Technical_GWh_Before Competition Groups_Wall Insulation
Commercial | Com ¦ ECM MOTORS FOR HVAC APPLICATION (FAN-POWERED VAV BOX) | 2023 | Technical | GWh | Before Competition Groups | 2.5724 | 0 | 0 | 19258.8004 | 0.00013357 | 80 | Commercial_2023_Technical_GWh_Before Competition Groups_80 | ECM MOTORS FOR HVAC APPLICATION (FAN-POWERED VAV BOX) | 0.01336% | 0 | 2.5724 | Commercial_2023_Technical_GWh_Before Competition Groups_ECM MOTORS FOR HVAC APPLICATION (FAN-POWERED VAV BOX)
Commercial | Com ¦ Solar Preheat Make up Air | 2023 | Technical | GWh | Before Competition Groups | 2.5532 | 0 | 0 | 19258.8004 | 0.00013257 | 81 | Commercial_2023_Technical_GWh_Before Competition Groups_81 | Solar Preheat Make up Air | 0.01326% | 0 | 2.5532 | Commercial_2023_Technical_GWh_Before Competition Groups_Solar Preheat Make up Air
Commercial | Com ¦ Thermostat Setback | 2023 | Technical | GWh | Before Competition Groups | 1.7344 | 0 | 0 | 19258.8004 | 9.0057e-05 | 82 | Commercial_2023_Technical_GWh_Before Competition Groups_82 | Thermostat Setback | 0.009006% | 0 | 1.7344 | Commercial_2023_Technical_GWh_Before Competition Groups_Thermostat Setback
Commercial | Com ¦ Solar Water Preheat (Pools/DHW) | 2023 | Technical | GWh | Before Competition Groups | 1.5357 | 0 | 0 | 19258.8004 | 7.9739e-05 | 83 | Commercial_2023_Technical_GWh_Before Competition Groups_83 | Solar Water Preheat (Pools/DHW) | 0.007974% | 0 | 1.5357 | Commercial_2023_Technical_GWh_Before Competition Groups_Solar Water Preheat (Pools/DHW)
Commercial | Com ¦ Heat Pump Water Heater (50 Gallons) | 2023 | Technical | GWh | Before Competition Groups | 1.3707 | 0 | 0 | 19258.8004 | 7.1173e-05 | 84 | Commercial_2023_Technical_GWh_Before Competition Groups_84 | Heat Pump Water Heater (50 Gallons) | 0.007117% | 0 | 1.3707 | Commercial_2023_Technical_GWh_Before Competition Groups_Heat Pump Water Heater (50 Gallons)
Commercial | Com ¦ Room AC (w/ louvered sides) 14 SEER from 12 SEER code | 2023 | Technical | GWh | Before Competition Groups | 1.2786 | 0 | 0 | 19258.8004 | 6.6391e-05 | 85 | Commercial_2023_Technical_GWh_Before Competition Groups_85 | Room AC (w/ louvered sides) 14 SEER from 12 SEER code | 0.006639% | 0 | 1.2786 | Commercial_2023_Technical_GWh_Before Competition Groups_Room AC (w/ louvered sides) 14 SEER from 12 SEER code
Commercial | Com ¦ Auto Off Time Switch or Time Clock control | 2023 | Technical | GWh | Before Competition Groups | 1.2642 | 0 | 0 | 19258.8004 | 6.5641e-05 | 86 | Commercial_2023_Technical_GWh_Before Competition Groups_86 | Auto Off Time Switch or Time Clock control | 0.006564% | 0 | 1.2642 | Commercial_2023_Technical_GWh_Before Competition Groups_Auto Off Time Switch or Time Clock control
Commercial | Com ¦ PTAC (12 EER/10,000 BTU) | 2023 | Technical | GWh | Before Competition Groups | 1.2493 | 0 | 0 | 19258.8004 | 6.487e-05 | 87 | Commercial_2023_Technical_GWh_Before Competition Groups_87 | PTAC (12 EER/10,000 BTU) | 0.006487% | 0 | 1.2493 | Commercial_2023_Technical_GWh_Before Competition Groups_PTAC (12 EER/10,000 BTU)
Commercial | Com ¦ Commercial Hot Food Holding Cabinets | 2023 | Technical | GWh | Before Competition Groups | 0.96773 | 0 | 0 | 19258.8004 | 5.0249e-05 | 88 | Commercial_2023_Technical_GWh_Before Competition Groups_88 | Commercial Hot Food Holding Cabinets | 0.005025% | 0 | 0.96773 | Commercial_2023_Technical_GWh_Before Competition Groups_Commercial Hot Food Holding Cabinets
Commercial | Com ¦ CEE Tier 2/Energy Star Clothes Washers | 2023 | Technical | GWh | Before Competition Groups | 0.81018 | 0 | 0 | 19258.8004 | 4.2068e-05 | 89 | Commercial_2023_Technical_GWh_Before Competition Groups_89 | CEE Tier 2/Energy Star Clothes Washers | 0.004207% | 0 | 0.81018 | Commercial_2023_Technical_GWh_Before Competition Groups_CEE Tier 2/Energy Star Clothes Washers
Commercial | Com ¦ Low Flow Pre-Rinse Spray Nozzle | 2023 | Technical | GWh | Before Competition Groups | 0.60016 | 0 | 0 | 19258.8004 | 3.1163e-05 | 90 | Commercial_2023_Technical_GWh_Before Competition Groups_90 | Low Flow Pre-Rinse Spray Nozzle | 0.003116% | 0 | 0.60016 | Commercial_2023_Technical_GWh_Before Competition Groups_Low Flow Pre-Rinse Spray Nozzle
Commercial | COM ¦ Ductless Mini-Split Heat Pumps | 2023 | Technical | GWh | Before Competition Groups | 0.59547 | 0 | 0 | 19258.8004 | 3.092e-05 | 91 | Commercial_2023_Technical_GWh_Before Competition Groups_91 | Ductless Mini-Split Heat Pumps | 0.003092% | 0 | 0.59547 | Commercial_2023_Technical_GWh_Before Competition Groups_Ductless Mini-Split Heat Pumps
Commercial | Com ¦ HVAC Optimization | 2023 | Technical | GWh | Before Competition Groups | 0.59542 | 0 | 0 | 19258.8004 | 3.0917e-05 | 92 | Commercial_2023_Technical_GWh_Before Competition Groups_92 | HVAC Optimization | 0.003092% | 0 | 0.59542 | Commercial_2023_Technical_GWh_Before Competition Groups_HVAC Optimization
Commercial | Com ¦ Solar Electric Water Heater (50 Gallon) | 2023 | Technical | GWh | Before Competition Groups | 0.58725 | 0 | 0 | 19258.8004 | 3.0493e-05 | 93 | Commercial_2023_Technical_GWh_Before Competition Groups_93 | Solar Electric Water Heater (50 Gallon) | 0.003049% | 0 | 0.58725 | Commercial_2023_Technical_GWh_Before Competition Groups_Solar Electric Water Heater (50 Gallon)
Commercial | Com ¦ High Efficiency Chiller (avg of water and air cooled) | 2023 | Technical | GWh | Before Competition Groups | 0.26058 | 0 | 0 | 19258.8004 | 1.3531e-05 | 94 | Commercial_2023_Technical_GWh_Before Competition Groups_94 | High Efficiency Chiller (avg of water and air cooled) | 0.001353% | 0 | 0.26058 | Commercial_2023_Technical_GWh_Before Competition Groups_High Efficiency Chiller (avg of water and air cooled)
Commercial | Com ¦ EC Plug Fan for Data Center (under cabinet) | 2023 | Technical | GWh | Before Competition Groups | 0.17781 | 0 | 0 | 19258.8004 | 9.2326e-06 | 95 | Commercial_2023_Technical_GWh_Before Competition Groups_95 | EC Plug Fan for Data Center (under cabinet) | 0.0009233% | 0 | 0.17781 | Commercial_2023_Technical_GWh_Before Competition Groups_EC Plug Fan for Data Center (under cabinet)
Commercial | Com ¦ eCube | 2023 | Technical | GWh | Before Competition Groups | 0.090285 | 0 | 0 | 19258.8004 | 4.688e-06 | 96 | Commercial_2023_Technical_GWh_Before Competition Groups_96 | eCube | 0.0004688% | 0 | 0.090285 | Commercial_2023_Technical_GWh_Before Competition Groups_eCube
Commercial | Com ¦ Exterior Photocell | 2023 | Technical | GWh | Before Competition Groups | 0.073848 | 0 | 0 | 19258.8004 | 3.8345e-06 | 97 | Commercial_2023_Technical_GWh_Before Competition Groups_97 | Exterior Photocell | 0.0003834% | 0 | 0.073848 | Commercial_2023_Technical_GWh_Before Competition Groups_Exterior Photocell
Commercial | Com ¦ Air Curtains | 2023 | Technical | GWh | Before Competition Groups | 0.050604 | 0 | 0 | 19258.8004 | 2.6276e-06 | 98 | Commercial_2023_Technical_GWh_Before Competition Groups_98 | Air Curtains | 0.0002628% | 0 | 0.050604 | Commercial_2023_Technical_GWh_Before Competition Groups_Air Curtains
Commercial | Com ¦ VSD Air Compressor | 2023 | Technical | GWh | Before Competition Groups | 0.023113 | 0 | 0 | 19258.8004 | 1.2001e-06 | 99 | Commercial_2023_Technical_GWh_Before Competition Groups_99 | VSD Air Compressor | 0.00012% | 0 | 0.023113 | Commercial_2023_Technical_GWh_Before Competition Groups_VSD Air Compressor
Commercial | Com ¦ High Efficiency Induction Cooking | 2023 | Technical | GWh | Before Competition Groups | 0.0064806 | 0 | 0 | 19258.8004 | 3.365e-07 | 100 | Commercial_2023_Technical_GWh_Before Competition Groups_100 | High Efficiency Induction Cooking | 3.365e-05% | 0 | 0.0064806 | Commercial_2023_Technical_GWh_Before Competition Groups_High Efficiency Induction Cooking
Commercial | Com ¦ Electric Convection Combination Ovens | 2023 | Technical | GWh | Before Competition Groups | 0.001788 | 0 | 0 | 19258.8004 | 9.284e-08 | 101 | Commercial_2023_Technical_GWh_Before Competition Groups_101 | Electric Convection Combination Ovens | 9.284e-06% | 0 | 0.001788 | Commercial_2023_Technical_GWh_Before Competition Groups_Electric Convection Combination Ovens
Commercial | Com ¦ Building Recommissioning, Operations and Maintenance (O&M) Improvements | 2024 | Economic | GWh | Before Competition Groups | 2301.6887 | 0 | 0 | 12994.511 | 0.17713 | 1 | Commercial_2024_Economic_GWh_Before Competition Groups_1 | Building Recommissioning, Operations and Maintenance (O&M) Improvements | 17.71% | 0 | 2301.6887 | Commercial_2024_Economic_GWh_Before Competition Groups_Building Recommissioning, Operations and Maintenance (O&M) Improvements
Commercial | Com ¦ LED Low/High Bay | 2024 | Economic | GWh | Before Competition Groups | 1033.4983 | 0 | 0 | 12994.511 | 0.079533 | 2 | Commercial_2024_Economic_GWh_Before Competition Groups_2 | LED Low/High Bay | 7.953% | 0 | 1033.4983 | Commercial_2024_Economic_GWh_Before Competition Groups_LED Low/High Bay
Commercial | Com ¦ LED Troffer/Surface/Suspended | 2024 | Economic | GWh | Before Competition Groups | 1015.0596 | 0 | 0 | 12994.511 | 0.078114 | 3 | Commercial_2024_Economic_GWh_Before Competition Groups_3 | LED Troffer/Surface/Suspended | 7.811% | 0 | 1015.0596 | Commercial_2024_Economic_GWh_Before Competition Groups_LED Troffer/Surface/Suspended
Commercial | Com ¦ ENERGY STAR LED LAMPS (REFLECTOR LAMPs/MR16/PAR 16) | 2024 | Economic | GWh | Before Competition Groups | 895.6794 | 0 | 0 | 12994.511 | 0.068928 | 4 | Commercial_2024_Economic_GWh_Before Competition Groups_4 | ENERGY STAR LED LAMPS (REFLECTOR LAMPs/MR16/PAR 16) | 6.893% | 0 | 895.6794 | Commercial_2024_Economic_GWh_Before Competition Groups_ENERGY STAR LED LAMPS (REFLECTOR LAMPs/MR16/PAR 16)
Commercial | Com ¦ Education and Capacity Building/Energy Behavior | 2024 | Economic | GWh | Before Competition Groups | 857.9704 | 0 | 0 | 12994.511 | 0.066026 | 5 | Commercial_2024_Economic_GWh_Before Competition Groups_5 | Education and Capacity Building/Energy Behavior | 6.603% | 0 | 857.9704 | Commercial_2024_Economic_GWh_Before Competition Groups_Education and Capacity Building/Energy Behavior
Commercial | Com ¦ Furnace Tune-Up | 2024 | Economic | GWh | Before Competition Groups | 632.0291 | 0 | 0 | 12994.511 | 0.048638 | 6 | Commercial_2024_Economic_GWh_Before Competition Groups_6 | Furnace Tune-Up | 4.864% | 0 | 632.0291 | Commercial_2024_Economic_GWh_Before Competition Groups_Furnace Tune-Up
Commercial | Com ¦ LED EXTERIOR AREA LIGHTS - LED fixture (200W) | 2024 | Economic | GWh | Before Competition Groups | 562.4798 | 0 | 0 | 12994.511 | 0.043286 | 7 | Commercial_2024_Economic_GWh_Before Competition Groups_7 | LED EXTERIOR AREA LIGHTS - LED fixture (200W) | 4.329% | 0 | 562.4798 | Commercial_2024_Economic_GWh_Before Competition Groups_LED EXTERIOR AREA LIGHTS - LED fixture (200W)
Commercial | Com ¦ LED parking lot fixture | 2024 | Economic | GWh | Before Competition Groups | 546.0392 | 0 | 0 | 12994.511 | 0.042021 | 8 | Commercial_2024_Economic_GWh_Before Competition Groups_8 | LED parking lot fixture | 4.202% | 0 | 546.0392 | Commercial_2024_Economic_GWh_Before Competition Groups_LED parking lot fixture
Commercial | Com ¦ LED Replacement Lamp (Tube) | 2024 | Economic | GWh | Before Competition Groups | 337.931 | 0 | 0 | 12994.511 | 0.026006 | 9 | Commercial_2024_Economic_GWh_Before Competition Groups_9 | LED Replacement Lamp (Tube) | 2.601% | 0 | 337.931 | Commercial_2024_Economic_GWh_Before Competition Groups_LED Replacement Lamp (Tube)
Commercial | Com ¦ LED street light fixture | 2024 | Economic | GWh | Before Competition Groups | 326.9281 | 0 | 0 | 12994.511 | 0.025159 | 10 | Commercial_2024_Economic_GWh_Before Competition Groups_10 | LED street light fixture | 2.516% | 0 | 326.9281 | Commercial_2024_Economic_GWh_Before Competition Groups_LED street light fixture
Commercial | Com ¦ LLLC - Low Impact Application | 2024 | Economic | GWh | Before Competition Groups | 324.7293 | 0 | 0 | 12994.511 | 0.02499 | 11 | Commercial_2024_Economic_GWh_Before Competition Groups_11 | LLLC - Low Impact Application | 2.499% | 0 | 324.7293 | Commercial_2024_Economic_GWh_Before Competition Groups_LLLC - Low Impact Application
Commercial | Com ¦ Advanced BAS/Controllers | 2024 | Economic | GWh | Before Competition Groups | 318.2077 | 0 | 0 | 12994.511 | 0.024488 | 12 | Commercial_2024_Economic_GWh_Before Competition Groups_12 | Advanced BAS/Controllers | 2.449% | 0 | 318.2077 | Commercial_2024_Economic_GWh_Before Competition Groups_Advanced BAS/Controllers
Commercial | Com ¦ High Efficiency Air Source Heat Pump | 2024 | Economic | GWh | Before Competition Groups | 313.5925 | 0 | 0 | 12994.511 | 0.024133 | 13 | Commercial_2024_Economic_GWh_Before Competition Groups_13 | High Efficiency Air Source Heat Pump | 2.413% | 0 | 313.5925 | Commercial_2024_Economic_GWh_Before Competition Groups_High Efficiency Air Source Heat Pump
Commercial | Com ¦ Data Center Storage/Server Virtualization | 2024 | Economic | GWh | Before Competition Groups | 256.5174 | 0 | 0 | 12994.511 | 0.01974 | 14 | Commercial_2024_Economic_GWh_Before Competition Groups_14 | Data Center Storage/Server Virtualization | 1.974% | 0 | 256.5174 | Commercial_2024_Economic_GWh_Before Competition Groups_Data Center Storage/Server Virtualization
Commercial | Com ¦ Demand Control Ventilation | 2024 | Economic | GWh | Before Competition Groups | 246.4221 | 0 | 0 | 12994.511 | 0.018964 | 15 | Commercial_2024_Economic_GWh_Before Competition Groups_15 | Demand Control Ventilation | 1.896% | 0 | 246.4221 | Commercial_2024_Economic_GWh_Before Competition Groups_Demand Control Ventilation
Commercial | Com ¦ LLLC - High Impact Application | 2024 | Economic | GWh | Before Competition Groups | 240.8069 | 0 | 0 | 12994.511 | 0.018531 | 16 | Commercial_2024_Economic_GWh_Before Competition Groups_16 | LLLC - High Impact Application | 1.853% | 0 | 240.8069 | Commercial_2024_Economic_GWh_Before Competition Groups_LLLC - High Impact Application
Commercial | Com ¦ Strip Curtains | 2024 | Economic | GWh | Before Competition Groups | 233.411 | 0 | 0 | 12994.511 | 0.017962 | 17 | Commercial_2024_Economic_GWh_Before Competition Groups_17 | Strip Curtains | 1.796% | 0 | 233.411 | Commercial_2024_Economic_GWh_Before Competition Groups_Strip Curtains
Commercial | Com ¦ Variable Frequency Drive (VFD) | 2024 | Economic | GWh | Before Competition Groups | 209.4951 | 0 | 0 | 12994.511 | 0.016122 | 18 | Commercial_2024_Economic_GWh_Before Competition Groups_18 | Variable Frequency Drive (VFD) | 1.612% | 0 | 209.4951 | Commercial_2024_Economic_GWh_Before Competition Groups_Variable Frequency Drive (VFD)
Commercial | Com ¦ VFD on Pumps | 2024 | Economic | GWh | Before Competition Groups | 196.0625 | 0 | 0 | 12994.511 | 0.015088 | 19 | Commercial_2024_Economic_GWh_Before Competition Groups_19 | VFD on Pumps | 1.509% | 0 | 196.0625 | Commercial_2024_Economic_GWh_Before Competition Groups_VFD on Pumps
Commercial | Com ¦ Centrally controlled desktop PC/NETWORK PC POWER MANAGEMENT SOFTWARE | 2024 | Economic | GWh | Before Competition Groups | 175.4411 | 0 | 0 | 12994.511 | 0.013501 | 20 | Commercial_2024_Economic_GWh_Before Competition Groups_20 | Centrally controlled desktop PC/NETWORK PC POWER MANAGEMENT SOFTWARE | 1.35% | 0 | 175.4411 | Commercial_2024_Economic_GWh_Before Competition Groups_Centrally controlled desktop PC/NETWORK PC POWER MANAGEMENT SOFTWARE
Commercial | Com ¦ Air Handler with Dedicated Outdoor Air Systems | 2024 | Economic | GWh | Before Competition Groups | 159.8945 | 0 | 0 | 12994.511 | 0.012305 | 21 | Commercial_2024_Economic_GWh_Before Competition Groups_21 | Air Handler with Dedicated Outdoor Air Systems | 1.23% | 0 | 159.8945 | Commercial_2024_Economic_GWh_Before Competition Groups_Air Handler with Dedicated Outdoor Air Systems
Commercial | Com ¦ Reach-in Shaded Pole to ECM/PSC Evaporator Fan Motor | 2024 | Economic | GWh | Before Competition Groups | 157.8124 | 0 | 0 | 12994.511 | 0.012145 | 22 | Commercial_2024_Economic_GWh_Before Competition Groups_22 | Reach-in Shaded Pole to ECM/PSC Evaporator Fan Motor | 1.214% | 0 | 157.8124 | Commercial_2024_Economic_GWh_Before Competition Groups_Reach-in Shaded Pole to ECM/PSC Evaporator Fan Motor
Commercial | Com ¦ LED or Equivalent Sign Lighting | 2024 | Economic | GWh | Before Competition Groups | 147.6375 | 0 | 0 | 12994.511 | 0.011362 | 23 | Commercial_2024_Economic_GWh_Before Competition Groups_23 | LED or Equivalent Sign Lighting | 1.136% | 0 | 147.6375 | Commercial_2024_Economic_GWh_Before Competition Groups_LED or Equivalent Sign Lighting
Commercial | Com ¦ Adaptive Thermostats | 2024 | Economic | GWh | Before Competition Groups | 137.1032 | 0 | 0 | 12994.511 | 0.010551 | 24 | Commercial_2024_Economic_GWh_Before Competition Groups_24 | Adaptive Thermostats | 1.055% | 0 | 137.1032 | Commercial_2024_Economic_GWh_Before Competition Groups_Adaptive Thermostats
Commercial | Com ¦ Refrigerated Display Case Doors | 2024 | Economic | GWh | Before Competition Groups | 117.9943 | 0 | 0 | 12994.511 | 0.0090803 | 25 | Commercial_2024_Economic_GWh_Before Competition Groups_25 | Refrigerated Display Case Doors | 0.908% | 0 | 117.9943 | Commercial_2024_Economic_GWh_Before Competition Groups_Refrigerated Display Case Doors
Commercial | Com ¦ ENERGY STAR LED LAMPS (General Service Lamps) | 2024 | Economic | GWh | Before Competition Groups | 113.4616 | 0 | 0 | 12994.511 | 0.0087315 | 26 | Commercial_2024_Economic_GWh_Before Competition Groups_26 | ENERGY STAR LED LAMPS (General Service Lamps) | 0.8731% | 0 | 113.4616 | Commercial_2024_Economic_GWh_Before Competition Groups_ENERGY STAR LED LAMPS (General Service Lamps)
Commercial | Com ¦ ECM MOTORS FOR EVAPORATOR FANS for refrigeration (WALK-IN) | 2024 | Economic | GWh | Before Competition Groups | 99.2421 | 0 | 0 | 12994.511 | 0.0076372 | 27 | Commercial_2024_Economic_GWh_Before Competition Groups_27 | ECM MOTORS FOR EVAPORATOR FANS for refrigeration (WALK-IN) | 0.7637% | 0 | 99.2421 | Commercial_2024_Economic_GWh_Before Competition Groups_ECM MOTORS FOR EVAPORATOR FANS for refrigeration (WALK-IN)
Commercial | Com ¦ Condensing Unit Heaters or other Efficient Unit Heating System | 2024 | Economic | GWh | Before Competition Groups | 95.1113 | 0 | 0 | 12994.511 | 0.0073193 | 28 | Commercial_2024_Economic_GWh_Before Competition Groups_28 | Condensing Unit Heaters or other Efficient Unit Heating System | 0.7319% | 0 | 95.1113 | Commercial_2024_Economic_GWh_Before Competition Groups_Condensing Unit Heaters or other Efficient Unit Heating System
Commercial | Com ¦ Unitary Air-Conditioning Unit | 2024 | Economic | GWh | Before Competition Groups | 93.5631 | 0 | 0 | 12994.511 | 0.0072002 | 29 | Commercial_2024_Economic_GWh_Before Competition Groups_29 | Unitary Air-Conditioning Unit | 0.72% | 0 | 93.5631 | Commercial_2024_Economic_GWh_Before Competition Groups_Unitary Air-Conditioning Unit
Commercial | Com ¦ Freezer Case Light Sensor | 2024 | Economic | GWh | Before Competition Groups | 81.7376 | 0 | 0 | 12994.511 | 0.0062902 | 30 | Commercial_2024_Economic_GWh_Before Competition Groups_30 | Freezer Case Light Sensor | 0.629% | 0 | 81.7376 | Commercial_2024_Economic_GWh_Before Competition Groups_Freezer Case Light Sensor
Commercial | Com ¦ Refrigerated Display Case LED | 2024 | Economic | GWh | Before Competition Groups | 81.6873 | 0 | 0 | 12994.511 | 0.0062863 | 31 | Commercial_2024_Economic_GWh_Before Competition Groups_31 | Refrigerated Display Case LED | 0.6286% | 0 | 81.6873 | Commercial_2024_Economic_GWh_Before Competition Groups_Refrigerated Display Case LED
Commercial | Com ¦ Evaporator Fan Controls | 2024 | Economic | GWh | Before Competition Groups | 79.7314 | 0 | 0 | 12994.511 | 0.0061358 | 32 | Commercial_2024_Economic_GWh_Before Competition Groups_32 | Evaporator Fan Controls | 0.6136% | 0 | 79.7314 | Commercial_2024_Economic_GWh_Before Competition Groups_Evaporator Fan Controls
Commercial | Com ¦ Demand Control Kitchen Ventilation | 2024 | Economic | GWh | Before Competition Groups | 77.4785 | 0 | 0 | 12994.511 | 0.0059624 | 33 | Commercial_2024_Economic_GWh_Before Competition Groups_33 | Demand Control Kitchen Ventilation | 0.5962% | 0 | 77.4785 | Commercial_2024_Economic_GWh_Before Competition Groups_Demand Control Kitchen Ventilation
Commercial | Com ¦ Occupancy Sensors | 2024 | Economic | GWh | Before Competition Groups | 71.1985 | 0 | 0 | 12994.511 | 0.0054791 | 34 | Commercial_2024_Economic_GWh_Before Competition Groups_34 | Occupancy Sensors | 0.5479% | 0 | 71.1985 | Commercial_2024_Economic_GWh_Before Competition Groups_Occupancy Sensors
Commercial | Com ¦ Elec Storage WH 2.30 Et | 2024 | Economic | GWh | Before Competition Groups | 37.3825 | 0 | 0 | 12994.511 | 0.0028768 | 35 | Commercial_2024_Economic_GWh_Before Competition Groups_35 | Elec Storage WH 2.30 Et | 0.2877% | 0 | 37.3825 | Commercial_2024_Economic_GWh_Before Competition Groups_Elec Storage WH 2.30 Et
Commercial | Com ¦ Networked/Connected - Low Impact Application | 2024 | Economic | GWh | Before Competition Groups | 35.98 | 0 | 0 | 12994.511 | 0.0027689 | 36 | Commercial_2024_Economic_GWh_Before Competition Groups_36 | Networked/Connected - Low Impact Application | 0.2769% | 0 | 35.98 | Commercial_2024_Economic_GWh_Before Competition Groups_Networked/Connected - Low Impact Application
Commercial | Com ¦ BEVERAGE VENDING MACHINE CONTROLS | 2024 | Economic | GWh | Before Competition Groups | 35.8662 | 0 | 0 | 12994.511 | 0.0027601 | 37 | Commercial_2024_Economic_GWh_Before Competition Groups_37 | BEVERAGE VENDING MACHINE CONTROLS | 0.276% | 0 | 35.8662 | Commercial_2024_Economic_GWh_Before Competition Groups_BEVERAGE VENDING MACHINE CONTROLS
Commercial | Com ¦ Temperature Adjustment in Commercial Freezers | 2024 | Economic | GWh | Before Competition Groups | 30.4884 | 0 | 0 | 12994.511 | 0.0023462 | 38 | Commercial_2024_Economic_GWh_Before Competition Groups_38 | Temperature Adjustment in Commercial Freezers | 0.2346% | 0 | 30.4884 | Commercial_2024_Economic_GWh_Before Competition Groups_Temperature Adjustment in Commercial Freezers
Commercial | Com ¦ Networked/Connected - High Impact Application | 2024 | Economic | GWh | Before Competition Groups | 30.1378 | 0 | 0 | 12994.511 | 0.0023193 | 39 | Commercial_2024_Economic_GWh_Before Competition Groups_39 | Networked/Connected - High Impact Application | 0.2319% | 0 | 30.1378 | Commercial_2024_Economic_GWh_Before Competition Groups_Networked/Connected - High Impact Application
Commercial | Com ¦ CO Sensors for parking garage exhaust fans | 2024 | Economic | GWh | Before Competition Groups | 27.6902 | 0 | 0 | 12994.511 | 0.0021309 | 40 | Commercial_2024_Economic_GWh_Before Competition Groups_40 | CO Sensors for parking garage exhaust fans | 0.2131% | 0 | 27.6902 | Commercial_2024_Economic_GWh_Before Competition Groups_CO Sensors for parking garage exhaust fans
Commercial | Com ¦ Energy Efficient Laboratory Fume Hood | 2024 | Economic | GWh | Before Competition Groups | 27.1545 | 0 | 0 | 12994.511 | 0.0020897 | 41 | Commercial_2024_Economic_GWh_Before Competition Groups_41 | Energy Efficient Laboratory Fume Hood | 0.209% | 0 | 27.1545 | Commercial_2024_Economic_GWh_Before Competition Groups_Energy Efficient Laboratory Fume Hood
Commercial | Com ¦ Vertical Night Covers | 2024 | Economic | GWh | Before Competition Groups | 23.6507 | 0 | 0 | 12994.511 | 0.0018201 | 42 | Commercial_2024_Economic_GWh_Before Competition Groups_42 | Vertical Night Covers | 0.182% | 0 | 23.6507 | Commercial_2024_Economic_GWh_Before Competition Groups_Vertical Night Covers
Commercial | Com ¦ Door Gasket Freezer/Refrigerator | 2024 | Economic | GWh | Before Competition Groups | 23.3527 | 0 | 0 | 12994.511 | 0.0017971 | 43 | Commercial_2024_Economic_GWh_Before Competition Groups_43 | Door Gasket Freezer/Refrigerator | 0.1797% | 0 | 23.3527 | Commercial_2024_Economic_GWh_Before Competition Groups_Door Gasket Freezer/Refrigerator
Commercial | Com ¦ Chilled Water Optimization | 2024 | Economic | GWh | Before Competition Groups | 22.5171 | 0 | 0 | 12994.511 | 0.0017328 | 44 | Commercial_2024_Economic_GWh_Before Competition Groups_44 | Chilled Water Optimization | 0.1733% | 0 | 22.5171 | Commercial_2024_Economic_GWh_Before Competition Groups_Chilled Water Optimization
Commercial | Com ¦ ENERGY STAR Griddle (74% eff) | 2024 | Economic | GWh | Before Competition Groups | 22.3924 | 0 | 0 | 12994.511 | 0.0017232 | 45 | Commercial_2024_Economic_GWh_Before Competition Groups_45 | ENERGY STAR Griddle (74% eff) | 0.1723% | 0 | 22.3924 | Commercial_2024_Economic_GWh_Before Competition Groups_ENERGY STAR Griddle (74% eff)
Commercial | Com ¦ Duct Insulation, R8 | 2024 | Economic | GWh | Before Competition Groups | 21.0555 | 0 | 0 | 12994.511 | 0.0016203 | 46 | Commercial_2024_Economic_GWh_Before Competition Groups_46 | Duct Insulation, R8 | 0.162% | 0 | 21.0555 | Commercial_2024_Economic_GWh_Before Competition Groups_Duct Insulation, R8
Commercial | Com ¦ Water Heating (DHW) Pipe Insulation (Add 3/4\ Foam)" | 2024 | Economic | GWh | Before Competition Groups | 20.3565 | 0 | 0 | 12994.511 | 0.0015665 | 47 | Commercial_2024_Economic_GWh_Before Competition Groups_47 | Water Heating (DHW) Pipe Insulation (Add 3/4\ Foam)" | 0.1567% | 0 | 20.3565 | Commercial_2024_Economic_GWh_Before Competition Groups_Water Heating (DHW) Pipe Insulation (Add 3/4\ Foam)"
Commercial | Com ¦ Water Source Heat Pump (4 ton) | 2024 | Economic | GWh | Before Competition Groups | 17.1797 | 0 | 0 | 12994.511 | 0.0013221 | 48 | Commercial_2024_Economic_GWh_Before Competition Groups_48 | Water Source Heat Pump (4 ton) | 0.1322% | 0 | 17.1797 | Commercial_2024_Economic_GWh_Before Competition Groups_Water Source Heat Pump (4 ton)
Commercial | Com ¦ Outside Air Economizer | 2024 | Economic | GWh | Before Competition Groups | 16.2414 | 0 | 0 | 12994.511 | 0.0012499 | 49 | Commercial_2024_Economic_GWh_Before Competition Groups_49 | Outside Air Economizer | 0.125% | 0 | 16.2414 | Commercial_2024_Economic_GWh_Before Competition Groups_Outside Air Economizer
Commercial | Com ¦ Suction Pipe Insulation Freezer/Refrigerator | 2024 | Economic | GWh | Before Competition Groups | 12.9261 | 0 | 0 | 12994.511 | 0.00099473 | 50 | Commercial_2024_Economic_GWh_Before Competition Groups_50 | Suction Pipe Insulation Freezer/Refrigerator | 0.09947% | 0 | 12.9261 | Commercial_2024_Economic_GWh_Before Competition Groups_Suction Pipe Insulation Freezer/Refrigerator
Commercial | Com ¦ ENERGY STAR Dishwasher | 2024 | Economic | GWh | Before Competition Groups | 9.6761 | 0 | 0 | 12994.511 | 0.00074463 | 51 | Commercial_2024_Economic_GWh_Before Competition Groups_51 | ENERGY STAR Dishwasher | 0.07446% | 0 | 9.6761 | Commercial_2024_Economic_GWh_Before Competition Groups_ENERGY STAR Dishwasher
Commercial | Com ¦ ENERGY STAR Fryer (84% eff) | 2024 | Economic | GWh | Before Competition Groups | 7.8704 | 0 | 0 | 12994.511 | 0.00060567 | 52 | Commercial_2024_Economic_GWh_Before Competition Groups_52 | ENERGY STAR Fryer (84% eff) | 0.06057% | 0 | 7.8704 | Commercial_2024_Economic_GWh_Before Competition Groups_ENERGY STAR Fryer (84% eff)
Commercial | Com ¦ Ozone Laundry Treatment | 2024 | Economic | GWh | Before Competition Groups | 6.1563 | 0 | 0 | 12994.511 | 0.00047376 | 53 | Commercial_2024_Economic_GWh_Before Competition Groups_53 | Ozone Laundry Treatment | 0.04738% | 0 | 6.1563 | Commercial_2024_Economic_GWh_Before Competition Groups_Ozone Laundry Treatment
Commercial | Com ¦ Demand controlled Circulating Systems | 2024 | Economic | GWh | Before Competition Groups | 4.3622 | 0 | 0 | 12994.511 | 0.0003357 | 54 | Commercial_2024_Economic_GWh_Before Competition Groups_54 | Demand controlled Circulating Systems | 0.03357% | 0 | 4.3622 | Commercial_2024_Economic_GWh_Before Competition Groups_Demand controlled Circulating Systems
Commercial | Com ¦ High Efficiency Small Instantaneous Water Heater | 2024 | Economic | GWh | Before Competition Groups | 4.1303 | 0 | 0 | 12994.511 | 0.00031785 | 55 | Commercial_2024_Economic_GWh_Before Competition Groups_55 | High Efficiency Small Instantaneous Water Heater | 0.03178% | 0 | 4.1303 | Commercial_2024_Economic_GWh_Before Competition Groups_High Efficiency Small Instantaneous Water Heater
Commercial | Com ¦ ENERGY STAR Steam Cookers | 2024 | Economic | GWh | Before Competition Groups | 3.8558 | 0 | 0 | 12994.511 | 0.00029673 | 56 | Commercial_2024_Economic_GWh_Before Competition Groups_56 | ENERGY STAR Steam Cookers | 0.02967% | 0 | 3.8558 | Commercial_2024_Economic_GWh_Before Competition Groups_ENERGY STAR Steam Cookers
Commercial | Com ¦ ECM MOTORS FOR HVAC APPLICATION (FAN-POWERED VAV BOX) | 2024 | Economic | GWh | Before Competition Groups | 2.5775 | 0 | 0 | 12994.511 | 0.00019836 | 57 | Commercial_2024_Economic_GWh_Before Competition Groups_57 | ECM MOTORS FOR HVAC APPLICATION (FAN-POWERED VAV BOX) | 0.01984% | 0 | 2.5775 | Commercial_2024_Economic_GWh_Before Competition Groups_ECM MOTORS FOR HVAC APPLICATION (FAN-POWERED VAV BOX)
Commercial | Com ¦ Condensing Make Up Air Unit | 2024 | Economic | GWh | Before Competition Groups | 1.9528 | 0 | 0 | 12994.511 | 0.00015028 | 58 | Commercial_2024_Economic_GWh_Before Competition Groups_58 | Condensing Make Up Air Unit | 0.01503% | 0 | 1.9528 | Commercial_2024_Economic_GWh_Before Competition Groups_Condensing Make Up Air Unit
Commercial | Com ¦ Thermostat Setback | 2024 | Economic | GWh | Before Competition Groups | 1.8999 | 0 | 0 | 12994.511 | 0.0001462 | 59 | Commercial_2024_Economic_GWh_Before Competition Groups_59 | Thermostat Setback | 0.01462% | 0 | 1.8999 | Commercial_2024_Economic_GWh_Before Competition Groups_Thermostat Setback
Commercial | Com ¦ Notched V belts for HVAC Systems | 2024 | Economic | GWh | Before Competition Groups | 1.8947 | 0 | 0 | 12994.511 | 0.00014581 | 60 | Commercial_2024_Economic_GWh_Before Competition Groups_60 | Notched V belts for HVAC Systems | 0.01458% | 0 | 1.8947 | Commercial_2024_Economic_GWh_Before Competition Groups_Notched V belts for HVAC Systems
Commercial | Com ¦ Solar Water Preheat (Pools/DHW) | 2024 | Economic | GWh | Before Competition Groups | 1.7998 | 0 | 0 | 12994.511 | 0.00013851 | 61 | Commercial_2024_Economic_GWh_Before Competition Groups_61 | Solar Water Preheat (Pools/DHW) | 0.01385% | 0 | 1.7998 | Commercial_2024_Economic_GWh_Before Competition Groups_Solar Water Preheat (Pools/DHW)
Commercial | Com ¦ PTAC (12 EER/10,000 BTU) | 2024 | Economic | GWh | Before Competition Groups | 1.3701 | 0 | 0 | 12994.511 | 0.00010544 | 62 | Commercial_2024_Economic_GWh_Before Competition Groups_62 | PTAC (12 EER/10,000 BTU) | 0.01054% | 0 | 1.3701 | Commercial_2024_Economic_GWh_Before Competition Groups_PTAC (12 EER/10,000 BTU)
Commercial | Com ¦ Auto Off Time Switch or Time Clock control | 2024 | Economic | GWh | Before Competition Groups | 1.2751 | 0 | 0 | 12994.511 | 9.813e-05 | 63 | Commercial_2024_Economic_GWh_Before Competition Groups_63 | Auto Off Time Switch or Time Clock control | 0.009813% | 0 | 1.2751 | Commercial_2024_Economic_GWh_Before Competition Groups_Auto Off Time Switch or Time Clock control
Commercial | Com ¦ CEE Tier 2/Energy Star Clothes Washers | 2024 | Economic | GWh | Before Competition Groups | 0.91948 | 0 | 0 | 12994.511 | 7.0759e-05 | 64 | Commercial_2024_Economic_GWh_Before Competition Groups_64 | CEE Tier 2/Energy Star Clothes Washers | 0.007076% | 0 | 0.91948 | Commercial_2024_Economic_GWh_Before Competition Groups_CEE Tier 2/Energy Star Clothes Washers
Commercial | COM ¦ Ductless Mini-Split Heat Pumps | 2024 | Economic | GWh | Before Competition Groups | 0.69529 | 0 | 0 | 12994.511 | 5.3507e-05 | 65 | Commercial_2024_Economic_GWh_Before Competition Groups_65 | Ductless Mini-Split Heat Pumps | 0.005351% | 0 | 0.69529 | Commercial_2024_Economic_GWh_Before Competition Groups_Ductless Mini-Split Heat Pumps
Commercial | Com ¦ Low Flow Pre-Rinse Spray Nozzle | 2024 | Economic | GWh | Before Competition Groups | 0.65866 | 0 | 0 | 12994.511 | 5.0688e-05 | 66 | Commercial_2024_Economic_GWh_Before Competition Groups_66 | Low Flow Pre-Rinse Spray Nozzle | 0.005069% | 0 | 0.65866 | Commercial_2024_Economic_GWh_Before Competition Groups_Low Flow Pre-Rinse Spray Nozzle
Commercial | Com ¦ HVAC Optimization | 2024 | Economic | GWh | Before Competition Groups | 0.35349 | 0 | 0 | 12994.511 | 2.7203e-05 | 67 | Commercial_2024_Economic_GWh_Before Competition Groups_67 | HVAC Optimization | 0.00272% | 0 | 0.35349 | Commercial_2024_Economic_GWh_Before Competition Groups_HVAC Optimization
Commercial | Com ¦ Commercial Hot Food Holding Cabinets | 2024 | Economic | GWh | Before Competition Groups | 0.3404 | 0 | 0 | 12994.511 | 2.6195e-05 | 68 | Commercial_2024_Economic_GWh_Before Competition Groups_68 | Commercial Hot Food Holding Cabinets | 0.00262% | 0 | 0.3404 | Commercial_2024_Economic_GWh_Before Competition Groups_Commercial Hot Food Holding Cabinets
Commercial | Com ¦ Energy Recovery Ventilation and Ventilation (Enhanced) | 2024 | Economic | GWh | Before Competition Groups | 0.29367 | 0 | 0 | 12994.511 | 2.26e-05 | 69 | Commercial_2024_Economic_GWh_Before Competition Groups_69 | Energy Recovery Ventilation and Ventilation (Enhanced) | 0.00226% | 0 | 0.29367 | Commercial_2024_Economic_GWh_Before Competition Groups_Energy Recovery Ventilation and Ventilation (Enhanced)
Commercial | Com ¦ Wall Insulation | 2024 | Economic | GWh | Before Competition Groups | 0.19341 | 0 | 0 | 12994.511 | 1.4884e-05 | 70 | Commercial_2024_Economic_GWh_Before Competition Groups_70 | Wall Insulation | 0.001488% | 0 | 0.19341 | Commercial_2024_Economic_GWh_Before Competition Groups_Wall Insulation
Commercial | Com ¦ Room AC (w/ louvered sides) 14 SEER from 12 SEER code | 2024 | Economic | GWh | Before Competition Groups | 0.079259 | 0 | 0 | 12994.511 | 6.0995e-06 | 71 | Commercial_2024_Economic_GWh_Before Competition Groups_71 | Room AC (w/ louvered sides) 14 SEER from 12 SEER code | 0.0006099% | 0 | 0.079259 | Commercial_2024_Economic_GWh_Before Competition Groups_Room AC (w/ louvered sides) 14 SEER from 12 SEER code
Commercial | Com ¦ Air Curtains | 2024 | Economic | GWh | Before Competition Groups | 0.051336 | 0 | 0 | 12994.511 | 3.9506e-06 | 72 | Commercial_2024_Economic_GWh_Before Competition Groups_72 | Air Curtains | 0.0003951% | 0 | 0.051336 | Commercial_2024_Economic_GWh_Before Competition Groups_Air Curtains
Commercial | Com ¦ EC Plug Fan for Data Center (under cabinet) | 2024 | Economic | GWh | Before Competition Groups | 0.033391 | 0 | 0 | 12994.511 | 2.5696e-06 | 73 | Commercial_2024_Economic_GWh_Before Competition Groups_73 | EC Plug Fan for Data Center (under cabinet) | 0.000257% | 0 | 0.033391 | Commercial_2024_Economic_GWh_Before Competition Groups_EC Plug Fan for Data Center (under cabinet)
Commercial | Com ¦ High Efficiency Chiller (avg of water and air cooled) | 2024 | Economic | GWh | Before Competition Groups | 0.028445 | 0 | 0 | 12994.511 | 2.189e-06 | 74 | Commercial_2024_Economic_GWh_Before Competition Groups_74 | High Efficiency Chiller (avg of water and air cooled) | 0.0002189% | 0 | 0.028445 | Commercial_2024_Economic_GWh_Before Competition Groups_High Efficiency Chiller (avg of water and air cooled)
Commercial | Com ¦ VSD Air Compressor | 2024 | Economic | GWh | Before Competition Groups | 0.026816 | 0 | 0 | 12994.511 | 2.0636e-06 | 75 | Commercial_2024_Economic_GWh_Before Competition Groups_75 | VSD Air Compressor | 0.0002064% | 0 | 0.026816 | Commercial_2024_Economic_GWh_Before Competition Groups_VSD Air Compressor
Commercial | Com ¦ Electric Convection Combination Ovens | 2024 | Economic | GWh | Before Competition Groups | 0.0020798 | 0 | 0 | 12994.511 | 1.6005e-07 | 76 | Commercial_2024_Economic_GWh_Before Competition Groups_76 | Electric Convection Combination Ovens | 1.601e-05% | 0 | 0.0020798 | Commercial_2024_Economic_GWh_Before Competition Groups_Electric Convection Combination Ovens
Commercial | Com ¦ Efficient compressor motor | 2024 | Economic | GWh | Before Competition Groups | 0 | 0 | 0 | 12994.511 | 0 | 77 | Commercial_2024_Economic_GWh_Before Competition Groups_77 | Efficient compressor motor | 0% | 0 | 0 | Commercial_2024_Economic_GWh_Before Competition Groups_Efficient compressor motor
Commercial | Com ¦ Indoor Daylight Sensors/Photocell Dimming Control | 2024 | Economic | GWh | Before Competition Groups | 0 | 0 | 0 | 12994.511 | 0 | 78 | Commercial_2024_Economic_GWh_Before Competition Groups_78 | Indoor Daylight Sensors/Photocell Dimming Control | 0% | 0 | 0 | Commercial_2024_Economic_GWh_Before Competition Groups_Indoor Daylight Sensors/Photocell Dimming Control
Commercial | Com ¦ LED RECESSED DOWNLIGHTS | 2024 | Economic | GWh | Before Competition Groups | 0 | 0 | 0 | 12994.511 | 0 | 79 | Commercial_2024_Economic_GWh_Before Competition Groups_79 | LED RECESSED DOWNLIGHTS | 0% | 0 | 0 | Commercial_2024_Economic_GWh_Before Competition Groups_LED RECESSED DOWNLIGHTS
Commercial | Com ¦ Variable Refrigerant Flow Heat Pump | 2024 | Economic | GWh | Before Competition Groups | 0 | 0 | 0 | 12994.511 | 0 | 80 | Commercial_2024_Economic_GWh_Before Competition Groups_80 | Variable Refrigerant Flow Heat Pump | 0% | 0 | 0 | Commercial_2024_Economic_GWh_Before Competition Groups_Variable Refrigerant Flow Heat Pump
Commercial | Com ¦ ENERGY STAR LED LAMPS (REFLECTOR LAMPs/MR16/PAR 16) | 2024 | SC A | GWh | Before Competition Groups | 585.5917 | 0 | 0 | 3673.581 | 0.15941 | 1 | Commercial_2024_SC A_GWh_Before Competition Groups_1 | ENERGY STAR LED LAMPS (REFLECTOR LAMPs/MR16/PAR 16) | 15.94% | 0 | 585.5917 | Commercial_2024_SC A_GWh_Before Competition Groups_ENERGY STAR LED LAMPS (REFLECTOR LAMPs/MR16/PAR 16)
Commercial | Com ¦ LED EXTERIOR AREA LIGHTS - LED fixture (200W) | 2024 | SC A | GWh | Before Competition Groups | 350.7746 | 0 | 0 | 3673.581 | 0.095486 | 2 | Commercial_2024_SC A_GWh_Before Competition Groups_2 | LED EXTERIOR AREA LIGHTS - LED fixture (200W) | 9.549% | 0 | 350.7746 | Commercial_2024_SC A_GWh_Before Competition Groups_LED EXTERIOR AREA LIGHTS - LED fixture (200W)
Commercial | Com ¦ LED parking lot fixture | 2024 | SC A | GWh | Before Competition Groups | 344.5954 | 0 | 0 | 3673.581 | 0.093804 | 3 | Commercial_2024_SC A_GWh_Before Competition Groups_3 | LED parking lot fixture | 9.38% | 0 | 344.5954 | Commercial_2024_SC A_GWh_Before Competition Groups_LED parking lot fixture
Commercial | Com ¦ LED Troffer/Surface/Suspended | 2024 | SC A | GWh | Before Competition Groups | 327.3822 | 0 | 0 | 3673.581 | 0.089118 | 4 | Commercial_2024_SC A_GWh_Before Competition Groups_4 | LED Troffer/Surface/Suspended | 8.912% | 0 | 327.3822 | Commercial_2024_SC A_GWh_Before Competition Groups_LED Troffer/Surface/Suspended
Commercial | Com ¦ LED Low/High Bay | 2024 | SC A | GWh | Before Competition Groups | 311.2513 | 0 | 0 | 3673.581 | 0.084727 | 5 | Commercial_2024_SC A_GWh_Before Competition Groups_5 | LED Low/High Bay | 8.473% | 0 | 311.2513 | Commercial_2024_SC A_GWh_Before Competition Groups_LED Low/High Bay
Commercial | Com ¦ LED Replacement Lamp (Tube) | 2024 | SC A | GWh | Before Competition Groups | 265.0391 | 0 | 0 | 3673.581 | 0.072147 | 6 | Commercial_2024_SC A_GWh_Before Competition Groups_6 | LED Replacement Lamp (Tube) | 7.215% | 0 | 265.0391 | Commercial_2024_SC A_GWh_Before Competition Groups_LED Replacement Lamp (Tube)
Commercial | Com ¦ LED street light fixture | 2024 | SC A | GWh | Before Competition Groups | 197.4303 | 0 | 0 | 3673.581 | 0.053743 | 7 | Commercial_2024_SC A_GWh_Before Competition Groups_7 | LED street light fixture | 5.374% | 0 | 197.4303 | Commercial_2024_SC A_GWh_Before Competition Groups_LED street light fixture
Commercial | Com ¦ Building Recommissioning, Operations and Maintenance (O&M) Improvements | 2024 | SC A | GWh | Before Competition Groups | 162.7304 | 0 | 0 | 3673.581 | 0.044297 | 8 | Commercial_2024_SC A_GWh_Before Competition Groups_8 | Building Recommissioning, Operations and Maintenance (O&M) Improvements | 4.43% | 0 | 162.7304 | Commercial_2024_SC A_GWh_Before Competition Groups_Building Recommissioning, Operations and Maintenance (O&M) Improvements
Commercial | Com ¦ Data Center Storage/Server Virtualization | 2024 | SC A | GWh | Before Competition Groups | 126.8331 | 0 | 0 | 3673.581 | 0.034526 | 9 | Commercial_2024_SC A_GWh_Before Competition Groups_9 | Data Center Storage/Server Virtualization | 3.453% | 0 | 126.8331 | Commercial_2024_SC A_GWh_Before Competition Groups_Data Center Storage/Server Virtualization
Commercial | Com ¦ Furnace Tune-Up | 2024 | SC A | GWh | Before Competition Groups | 106.5595 | 0 | 0 | 3673.581 | 0.029007 | 10 | Commercial_2024_SC A_GWh_Before Competition Groups_10 | Furnace Tune-Up | 2.901% | 0 | 106.5595 | Commercial_2024_SC A_GWh_Before Competition Groups_Furnace Tune-Up
Commercial | Com ¦ Reach-in Shaded Pole to ECM/PSC Evaporator Fan Motor | 2024 | SC A | GWh | Before Competition Groups | 92.4311 | 0 | 0 | 3673.581 | 0.025161 | 11 | Commercial_2024_SC A_GWh_Before Competition Groups_11 | Reach-in Shaded Pole to ECM/PSC Evaporator Fan Motor | 2.516% | 0 | 92.4311 | Commercial_2024_SC A_GWh_Before Competition Groups_Reach-in Shaded Pole to ECM/PSC Evaporator Fan Motor
Commercial | Com ¦ High Efficiency Air Source Heat Pump | 2024 | SC A | GWh | Before Competition Groups | 90.0021 | 0 | 0 | 3673.581 | 0.0245 | 12 | Commercial_2024_SC A_GWh_Before Competition Groups_12 | High Efficiency Air Source Heat Pump | 2.45% | 0 | 90.0021 | Commercial_2024_SC A_GWh_Before Competition Groups_High Efficiency Air Source Heat Pump
Commercial | Com ¦ ENERGY STAR LED LAMPS (General Service Lamps) | 2024 | SC A | GWh | Before Competition Groups | 80.2731 | 0 | 0 | 3673.581 | 0.021851 | 13 | Commercial_2024_SC A_GWh_Before Competition Groups_13 | ENERGY STAR LED LAMPS (General Service Lamps) | 2.185% | 0 | 80.2731 | Commercial_2024_SC A_GWh_Before Competition Groups_ENERGY STAR LED LAMPS (General Service Lamps)
Commercial | Com ¦ LED or Equivalent Sign Lighting | 2024 | SC A | GWh | Before Competition Groups | 67.6677 | 0 | 0 | 3673.581 | 0.01842 | 14 | Commercial_2024_SC A_GWh_Before Competition Groups_14 | LED or Equivalent Sign Lighting | 1.842% | 0 | 67.6677 | Commercial_2024_SC A_GWh_Before Competition Groups_LED or Equivalent Sign Lighting
Commercial | Com ¦ Education and Capacity Building/Energy Behavior | 2024 | SC A | GWh | Before Competition Groups | 59.6905 | 0 | 0 | 3673.581 | 0.016249 | 15 | Commercial_2024_SC A_GWh_Before Competition Groups_15 | Education and Capacity Building/Energy Behavior | 1.625% | 0 | 59.6905 | Commercial_2024_SC A_GWh_Before Competition Groups_Education and Capacity Building/Energy Behavior
Commercial | Com ¦ Strip Curtains | 2024 | SC A | GWh | Before Competition Groups | 55.7925 | 0 | 0 | 3673.581 | 0.015188 | 16 | Commercial_2024_SC A_GWh_Before Competition Groups_16 | Strip Curtains | 1.519% | 0 | 55.7925 | Commercial_2024_SC A_GWh_Before Competition Groups_Strip Curtains
Commercial | Com ¦ Advanced BAS/Controllers | 2024 | SC A | GWh | Before Competition Groups | 40.8549 | 0 | 0 | 3673.581 | 0.011121 | 17 | Commercial_2024_SC A_GWh_Before Competition Groups_17 | Advanced BAS/Controllers | 1.112% | 0 | 40.8549 | Commercial_2024_SC A_GWh_Before Competition Groups_Advanced BAS/Controllers
Commercial | Com ¦ Refrigerated Display Case Doors | 2024 | SC A | GWh | Before Competition Groups | 39.482 | 0 | 0 | 3673.581 | 0.010748 | 18 | Commercial_2024_SC A_GWh_Before Competition Groups_18 | Refrigerated Display Case Doors | 1.075% | 0 | 39.482 | Commercial_2024_SC A_GWh_Before Competition Groups_Refrigerated Display Case Doors
Commercial | Com ¦ Centrally controlled desktop PC/NETWORK PC POWER MANAGEMENT SOFTWARE | 2024 | SC A | GWh | Before Competition Groups | 37.5763 | 0 | 0 | 3673.581 | 0.010229 | 19 | Commercial_2024_SC A_GWh_Before Competition Groups_19 | Centrally controlled desktop PC/NETWORK PC POWER MANAGEMENT SOFTWARE | 1.023% | 0 | 37.5763 | Commercial_2024_SC A_GWh_Before Competition Groups_Centrally controlled desktop PC/NETWORK PC POWER MANAGEMENT SOFTWARE
Commercial | Com ¦ Variable Frequency Drive (VFD) | 2024 | SC A | GWh | Before Competition Groups | 35.5 | 0 | 0 | 3673.581 | 0.0096636 | 20 | Commercial_2024_SC A_GWh_Before Competition Groups_20 | Variable Frequency Drive (VFD) | 0.9664% | 0 | 35.5 | Commercial_2024_SC A_GWh_Before Competition Groups_Variable Frequency Drive (VFD)
Commercial | Com ¦ VFD on Pumps | 2024 | SC A | GWh | Before Competition Groups | 32.975 | 0 | 0 | 3673.581 | 0.0089763 | 21 | Commercial_2024_SC A_GWh_Before Competition Groups_21 | VFD on Pumps | 0.8976% | 0 | 32.975 | Commercial_2024_SC A_GWh_Before Competition Groups_VFD on Pumps
Commercial | Com ¦ Demand Control Ventilation | 2024 | SC A | GWh | Before Competition Groups | 32.7309 | 0 | 0 | 3673.581 | 0.0089098 | 22 | Commercial_2024_SC A_GWh_Before Competition Groups_22 | Demand Control Ventilation | 0.891% | 0 | 32.7309 | Commercial_2024_SC A_GWh_Before Competition Groups_Demand Control Ventilation
Commercial | Com ¦ Adaptive Thermostats | 2024 | SC A | GWh | Before Competition Groups | 26.086 | 0 | 0 | 3673.581 | 0.007101 | 23 | Commercial_2024_SC A_GWh_Before Competition Groups_23 | Adaptive Thermostats | 0.7101% | 0 | 26.086 | Commercial_2024_SC A_GWh_Before Competition Groups_Adaptive Thermostats
Commercial | Com ¦ Air Handler with Dedicated Outdoor Air Systems | 2024 | SC A | GWh | Before Competition Groups | 17.425 | 0 | 0 | 3673.581 | 0.0047433 | 24 | Commercial_2024_SC A_GWh_Before Competition Groups_24 | Air Handler with Dedicated Outdoor Air Systems | 0.4743% | 0 | 17.425 | Commercial_2024_SC A_GWh_Before Competition Groups_Air Handler with Dedicated Outdoor Air Systems
Commercial | Com ¦ ECM MOTORS FOR EVAPORATOR FANS for refrigeration (WALK-IN) | 2024 | SC A | GWh | Before Competition Groups | 16.5592 | 0 | 0 | 3673.581 | 0.0045076 | 25 | Commercial_2024_SC A_GWh_Before Competition Groups_25 | ECM MOTORS FOR EVAPORATOR FANS for refrigeration (WALK-IN) | 0.4508% | 0 | 16.5592 | Commercial_2024_SC A_GWh_Before Competition Groups_ECM MOTORS FOR EVAPORATOR FANS for refrigeration (WALK-IN)
Commercial | Com ¦ Condensing Unit Heaters or other Efficient Unit Heating System | 2024 | SC A | GWh | Before Competition Groups | 16.0241 | 0 | 0 | 3673.581 | 0.004362 | 26 | Commercial_2024_SC A_GWh_Before Competition Groups_26 | Condensing Unit Heaters or other Efficient Unit Heating System | 0.4362% | 0 | 16.0241 | Commercial_2024_SC A_GWh_Before Competition Groups_Condensing Unit Heaters or other Efficient Unit Heating System
Commercial | Com ¦ Refrigerated Display Case LED | 2024 | SC A | GWh | Before Competition Groups | 15.2633 | 0 | 0 | 3673.581 | 0.0041549 | 27 | Commercial_2024_SC A_GWh_Before Competition Groups_27 | Refrigerated Display Case LED | 0.4155% | 0 | 15.2633 | Commercial_2024_SC A_GWh_Before Competition Groups_Refrigerated Display Case LED
Commercial | Com ¦ Demand Control Kitchen Ventilation | 2024 | SC A | GWh | Before Competition Groups | 13.3192 | 0 | 0 | 3673.581 | 0.0036257 | 28 | Commercial_2024_SC A_GWh_Before Competition Groups_28 | Demand Control Kitchen Ventilation | 0.3626% | 0 | 13.3192 | Commercial_2024_SC A_GWh_Before Competition Groups_Demand Control Kitchen Ventilation
Commercial | Com ¦ Evaporator Fan Controls | 2024 | SC A | GWh | Before Competition Groups | 13.2596 | 0 | 0 | 3673.581 | 0.0036094 | 29 | Commercial_2024_SC A_GWh_Before Competition Groups_29 | Evaporator Fan Controls | 0.3609% | 0 | 13.2596 | Commercial_2024_SC A_GWh_Before Competition Groups_Evaporator Fan Controls
Commercial | Com ¦ ENERGY STAR Griddle (74% eff) | 2024 | SC A | GWh | Before Competition Groups | 12.1501 | 0 | 0 | 3673.581 | 0.0033074 | 30 | Commercial_2024_SC A_GWh_Before Competition Groups_30 | ENERGY STAR Griddle (74% eff) | 0.3307% | 0 | 12.1501 | Commercial_2024_SC A_GWh_Before Competition Groups_ENERGY STAR Griddle (74% eff)
Commercial | Com ¦ Freezer Case Light Sensor | 2024 | SC A | GWh | Before Competition Groups | 11.2455 | 0 | 0 | 3673.581 | 0.0030612 | 31 | Commercial_2024_SC A_GWh_Before Competition Groups_31 | Freezer Case Light Sensor | 0.3061% | 0 | 11.2455 | Commercial_2024_SC A_GWh_Before Competition Groups_Freezer Case Light Sensor
Commercial | Com ¦ Occupancy Sensors | 2024 | SC A | GWh | Before Competition Groups | 9.6738 | 0 | 0 | 3673.581 | 0.0026333 | 32 | Commercial_2024_SC A_GWh_Before Competition Groups_32 | Occupancy Sensors | 0.2633% | 0 | 9.6738 | Commercial_2024_SC A_GWh_Before Competition Groups_Occupancy Sensors
Commercial | Com ¦ Unitary Air-Conditioning Unit | 2024 | SC A | GWh | Before Competition Groups | 8.3784 | 0 | 0 | 3673.581 | 0.0022807 | 33 | Commercial_2024_SC A_GWh_Before Competition Groups_33 | Unitary Air-Conditioning Unit | 0.2281% | 0 | 8.3784 | Commercial_2024_SC A_GWh_Before Competition Groups_Unitary Air-Conditioning Unit
Commercial | Com ¦ Chilled Water Optimization | 2024 | SC A | GWh | Before Competition Groups | 7.7456 | 0 | 0 | 3673.581 | 0.0021085 | 34 | Commercial_2024_SC A_GWh_Before Competition Groups_34 | Chilled Water Optimization | 0.2108% | 0 | 7.7456 | Commercial_2024_SC A_GWh_Before Competition Groups_Chilled Water Optimization
Commercial | Com ¦ Door Gasket Freezer/Refrigerator | 2024 | SC A | GWh | Before Competition Groups | 6.6441 | 0 | 0 | 3673.581 | 0.0018086 | 35 | Commercial_2024_SC A_GWh_Before Competition Groups_35 | Door Gasket Freezer/Refrigerator | 0.1809% | 0 | 6.6441 | Commercial_2024_SC A_GWh_Before Competition Groups_Door Gasket Freezer/Refrigerator
Commercial | Com ¦ Elec Storage WH 2.30 Et | 2024 | SC A | GWh | Before Competition Groups | 5.1737 | 0 | 0 | 3673.581 | 0.0014083 | 36 | Commercial_2024_SC A_GWh_Before Competition Groups_36 | Elec Storage WH 2.30 Et | 0.1408% | 0 | 5.1737 | Commercial_2024_SC A_GWh_Before Competition Groups_Elec Storage WH 2.30 Et
Commercial | Com ¦ Temperature Adjustment in Commercial Freezers | 2024 | SC A | GWh | Before Competition Groups | 5.0757 | 0 | 0 | 3673.581 | 0.0013817 | 37 | Commercial_2024_SC A_GWh_Before Competition Groups_37 | Temperature Adjustment in Commercial Freezers | 0.1382% | 0 | 5.0757 | Commercial_2024_SC A_GWh_Before Competition Groups_Temperature Adjustment in Commercial Freezers
Commercial | Com ¦ BEVERAGE VENDING MACHINE CONTROLS | 2024 | SC A | GWh | Before Competition Groups | 4.5042 | 0 | 0 | 3673.581 | 0.0012261 | 38 | Commercial_2024_SC A_GWh_Before Competition Groups_38 | BEVERAGE VENDING MACHINE CONTROLS | 0.1226% | 0 | 4.5042 | Commercial_2024_SC A_GWh_Before Competition Groups_BEVERAGE VENDING MACHINE CONTROLS
Commercial | Com ¦ ENERGY STAR Fryer (84% eff) | 2024 | SC A | GWh | Before Competition Groups | 4.364 | 0 | 0 | 3673.581 | 0.0011879 | 39 | Commercial_2024_SC A_GWh_Before Competition Groups_39 | ENERGY STAR Fryer (84% eff) | 0.1188% | 0 | 4.364 | Commercial_2024_SC A_GWh_Before Competition Groups_ENERGY STAR Fryer (84% eff)
Commercial | Com ¦ CO Sensors for parking garage exhaust fans | 2024 | SC A | GWh | Before Competition Groups | 4.1661 | 0 | 0 | 3673.581 | 0.0011341 | 40 | Commercial_2024_SC A_GWh_Before Competition Groups_40 | CO Sensors for parking garage exhaust fans | 0.1134% | 0 | 4.1661 | Commercial_2024_SC A_GWh_Before Competition Groups_CO Sensors for parking garage exhaust fans
Commercial | Com ¦ Outside Air Economizer | 2024 | SC A | GWh | Before Competition Groups | 4.0422 | 0 | 0 | 3673.581 | 0.0011004 | 41 | Commercial_2024_SC A_GWh_Before Competition Groups_41 | Outside Air Economizer | 0.11% | 0 | 4.0422 | Commercial_2024_SC A_GWh_Before Competition Groups_Outside Air Economizer
Commercial | Com ¦ Energy Efficient Laboratory Fume Hood | 2024 | SC A | GWh | Before Competition Groups | 3.9676 | 0 | 0 | 3673.581 | 0.00108 | 42 | Commercial_2024_SC A_GWh_Before Competition Groups_42 | Energy Efficient Laboratory Fume Hood | 0.108% | 0 | 3.9676 | Commercial_2024_SC A_GWh_Before Competition Groups_Energy Efficient Laboratory Fume Hood
Commercial | Com ¦ Vertical Night Covers | 2024 | SC A | GWh | Before Competition Groups | 3.852 | 0 | 0 | 3673.581 | 0.0010486 | 43 | Commercial_2024_SC A_GWh_Before Competition Groups_43 | Vertical Night Covers | 0.1049% | 0 | 3.852 | Commercial_2024_SC A_GWh_Before Competition Groups_Vertical Night Covers
Commercial | Com ¦ Duct Insulation, R8 | 2024 | SC A | GWh | Before Competition Groups | 3.499 | 0 | 0 | 3673.581 | 0.00095246 | 44 | Commercial_2024_SC A_GWh_Before Competition Groups_44 | Duct Insulation, R8 | 0.09525% | 0 | 3.499 | Commercial_2024_SC A_GWh_Before Competition Groups_Duct Insulation, R8
Commercial | Com ¦ Water Heating (DHW) Pipe Insulation (Add 3/4\ Foam)" | 2024 | SC A | GWh | Before Competition Groups | 3.4045 | 0 | 0 | 3673.581 | 0.00092676 | 45 | Commercial_2024_SC A_GWh_Before Competition Groups_45 | Water Heating (DHW) Pipe Insulation (Add 3/4\ Foam)" | 0.09268% | 0 | 3.4045 | Commercial_2024_SC A_GWh_Before Competition Groups_Water Heating (DHW) Pipe Insulation (Add 3/4\ Foam)"
Commercial | Com ¦ Water Source Heat Pump (4 ton) | 2024 | SC A | GWh | Before Competition Groups | 2.4523 | 0 | 0 | 3673.581 | 0.00066754 | 46 | Commercial_2024_SC A_GWh_Before Competition Groups_46 | Water Source Heat Pump (4 ton) | 0.06675% | 0 | 2.4523 | Commercial_2024_SC A_GWh_Before Competition Groups_Water Source Heat Pump (4 ton)
Commercial | Com ¦ Suction Pipe Insulation Freezer/Refrigerator | 2024 | SC A | GWh | Before Competition Groups | 2.0846 | 0 | 0 | 3673.581 | 0.00056747 | 47 | Commercial_2024_SC A_GWh_Before Competition Groups_47 | Suction Pipe Insulation Freezer/Refrigerator | 0.05675% | 0 | 2.0846 | Commercial_2024_SC A_GWh_Before Competition Groups_Suction Pipe Insulation Freezer/Refrigerator
Commercial | Com ¦ ENERGY STAR Steam Cookers | 2024 | SC A | GWh | Before Competition Groups | 2.0826 | 0 | 0 | 3673.581 | 0.00056691 | 48 | Commercial_2024_SC A_GWh_Before Competition Groups_48 | ENERGY STAR Steam Cookers | 0.05669% | 0 | 2.0826 | Commercial_2024_SC A_GWh_Before Competition Groups_ENERGY STAR Steam Cookers
Commercial | Com ¦ ENERGY STAR Dishwasher | 2024 | SC A | GWh | Before Competition Groups | 2.0668 | 0 | 0 | 3673.581 | 0.00056261 | 49 | Commercial_2024_SC A_GWh_Before Competition Groups_49 | ENERGY STAR Dishwasher | 0.05626% | 0 | 2.0668 | Commercial_2024_SC A_GWh_Before Competition Groups_ENERGY STAR Dishwasher
Commercial | Com ¦ Thermostat Setback | 2024 | SC A | GWh | Before Competition Groups | 1.6134 | 0 | 0 | 3673.581 | 0.0004392 | 50 | Commercial_2024_SC A_GWh_Before Competition Groups_50 | Thermostat Setback | 0.04392% | 0 | 1.6134 | Commercial_2024_SC A_GWh_Before Competition Groups_Thermostat Setback
Commercial | Com ¦ Ozone Laundry Treatment | 2024 | SC A | GWh | Before Competition Groups | 0.83681 | 0 | 0 | 3673.581 | 0.00022779 | 51 | Commercial_2024_SC A_GWh_Before Competition Groups_51 | Ozone Laundry Treatment | 0.02278% | 0 | 0.83681 | Commercial_2024_SC A_GWh_Before Competition Groups_Ozone Laundry Treatment
Commercial | Com ¦ Demand controlled Circulating Systems | 2024 | SC A | GWh | Before Competition Groups | 0.71304 | 0 | 0 | 3673.581 | 0.0001941 | 52 | Commercial_2024_SC A_GWh_Before Competition Groups_52 | Demand controlled Circulating Systems | 0.01941% | 0 | 0.71304 | Commercial_2024_SC A_GWh_Before Competition Groups_Demand controlled Circulating Systems
Commercial | Com ¦ ECM MOTORS FOR HVAC APPLICATION (FAN-POWERED VAV BOX) | 2024 | SC A | GWh | Before Competition Groups | 0.51786 | 0 | 0 | 3673.581 | 0.00014097 | 53 | Commercial_2024_SC A_GWh_Before Competition Groups_53 | ECM MOTORS FOR HVAC APPLICATION (FAN-POWERED VAV BOX) | 0.0141% | 0 | 0.51786 | Commercial_2024_SC A_GWh_Before Competition Groups_ECM MOTORS FOR HVAC APPLICATION (FAN-POWERED VAV BOX)
Commercial | Com ¦ Condensing Make Up Air Unit | 2024 | SC A | GWh | Before Competition Groups | 0.4303 | 0 | 0 | 3673.581 | 0.00011713 | 54 | Commercial_2024_SC A_GWh_Before Competition Groups_54 | Condensing Make Up Air Unit | 0.01171% | 0 | 0.4303 | Commercial_2024_SC A_GWh_Before Competition Groups_Condensing Make Up Air Unit
Commercial | Com ¦ CEE Tier 2/Energy Star Clothes Washers | 2024 | SC A | GWh | Before Competition Groups | 0.41882 | 0 | 0 | 3673.581 | 0.00011401 | 55 | Commercial_2024_SC A_GWh_Before Competition Groups_55 | CEE Tier 2/Energy Star Clothes Washers | 0.0114% | 0 | 0.41882 | Commercial_2024_SC A_GWh_Before Competition Groups_CEE Tier 2/Energy Star Clothes Washers
Commercial | Com ¦ Low Flow Pre-Rinse Spray Nozzle | 2024 | SC A | GWh | Before Competition Groups | 0.23512 | 0 | 0 | 3673.581 | 6.4002e-05 | 56 | Commercial_2024_SC A_GWh_Before Competition Groups_56 | Low Flow Pre-Rinse Spray Nozzle | 0.0064% | 0 | 0.23512 | Commercial_2024_SC A_GWh_Before Competition Groups_Low Flow Pre-Rinse Spray Nozzle
Commercial | Com ¦ Auto Off Time Switch or Time Clock control | 2024 | SC A | GWh | Before Competition Groups | 0.19976 | 0 | 0 | 3673.581 | 5.4377e-05 | 57 | Commercial_2024_SC A_GWh_Before Competition Groups_57 | Auto Off Time Switch or Time Clock control | 0.005438% | 0 | 0.19976 | Commercial_2024_SC A_GWh_Before Competition Groups_Auto Off Time Switch or Time Clock control
Commercial | COM ¦ Ductless Mini-Split Heat Pumps | 2024 | SC A | GWh | Before Competition Groups | 0.17439 | 0 | 0 | 3673.581 | 4.7472e-05 | 58 | Commercial_2024_SC A_GWh_Before Competition Groups_58 | Ductless Mini-Split Heat Pumps | 0.004747% | 0 | 0.17439 | Commercial_2024_SC A_GWh_Before Competition Groups_Ductless Mini-Split Heat Pumps
Commercial | Com ¦ HVAC Optimization | 2024 | SC A | GWh | Before Competition Groups | 0.17381 | 0 | 0 | 3673.581 | 4.7312e-05 | 59 | Commercial_2024_SC A_GWh_Before Competition Groups_59 | HVAC Optimization | 0.004731% | 0 | 0.17381 | Commercial_2024_SC A_GWh_Before Competition Groups_HVAC Optimization
Commercial | Com ¦ Notched V belts for HVAC Systems | 2024 | SC A | GWh | Before Competition Groups | 0.15747 | 0 | 0 | 3673.581 | 4.2866e-05 | 60 | Commercial_2024_SC A_GWh_Before Competition Groups_60 | Notched V belts for HVAC Systems | 0.004287% | 0 | 0.15747 | Commercial_2024_SC A_GWh_Before Competition Groups_Notched V belts for HVAC Systems
Commercial | Com ¦ Solar Water Preheat (Pools/DHW) | 2024 | SC A | GWh | Before Competition Groups | 0.10551 | 0 | 0 | 3673.581 | 2.8723e-05 | 61 | Commercial_2024_SC A_GWh_Before Competition Groups_61 | Solar Water Preheat (Pools/DHW) | 0.002872% | 0 | 0.10551 | Commercial_2024_SC A_GWh_Before Competition Groups_Solar Water Preheat (Pools/DHW)
Commercial | Com ¦ PTAC (12 EER/10,000 BTU) | 2024 | SC A | GWh | Before Competition Groups | 0.086336 | 0 | 0 | 3673.581 | 2.3502e-05 | 62 | Commercial_2024_SC A_GWh_Before Competition Groups_62 | PTAC (12 EER/10,000 BTU) | 0.00235% | 0 | 0.086336 | Commercial_2024_SC A_GWh_Before Competition Groups_PTAC (12 EER/10,000 BTU)
Commercial | Com ¦ Commercial Hot Food Holding Cabinets | 2024 | SC A | GWh | Before Competition Groups | 0.077376 | 0 | 0 | 3673.581 | 2.1063e-05 | 63 | Commercial_2024_SC A_GWh_Before Competition Groups_63 | Commercial Hot Food Holding Cabinets | 0.002106% | 0 | 0.077376 | Commercial_2024_SC A_GWh_Before Competition Groups_Commercial Hot Food Holding Cabinets
Commercial | Com ¦ Air Curtains | 2024 | SC A | GWh | Before Competition Groups | 0.052929 | 0 | 0 | 3673.581 | 1.4408e-05 | 64 | Commercial_2024_SC A_GWh_Before Competition Groups_64 | Air Curtains | 0.001441% | 0 | 0.052929 | Commercial_2024_SC A_GWh_Before Competition Groups_Air Curtains
Commercial | Com ¦ Wall Insulation | 2024 | SC A | GWh | Before Competition Groups | 0.03175 | 0 | 0 | 3673.581 | 8.6427e-06 | 65 | Commercial_2024_SC A_GWh_Before Competition Groups_65 | Wall Insulation | 0.0008643% | 0 | 0.03175 | Commercial_2024_SC A_GWh_Before Competition Groups_Wall Insulation
Commercial | Com ¦ LLLC - Low Impact Application | 2024 | SC A | GWh | Before Competition Groups | 0.023859 | 0 | 0 | 3673.581 | 6.4948e-06 | 66 | Commercial_2024_SC A_GWh_Before Competition Groups_66 | LLLC - Low Impact Application | 0.0006495% | 0 | 0.023859 | Commercial_2024_SC A_GWh_Before Competition Groups_LLLC - Low Impact Application
Commercial | Com ¦ LLLC - High Impact Application | 2024 | SC A | GWh | Before Competition Groups | 0.022669 | 0 | 0 | 3673.581 | 6.1709e-06 | 67 | Commercial_2024_SC A_GWh_Before Competition Groups_67 | LLLC - High Impact Application | 0.0006171% | 0 | 0.022669 | Commercial_2024_SC A_GWh_Before Competition Groups_LLLC - High Impact Application
Commercial | Com ¦ Energy Recovery Ventilation and Ventilation (Enhanced) | 2024 | SC A | GWh | Before Competition Groups | 0.012288 | 0 | 0 | 3673.581 | 3.3449e-06 | 68 | Commercial_2024_SC A_GWh_Before Competition Groups_68 | Energy Recovery Ventilation and Ventilation (Enhanced) | 0.0003345% | 0 | 0.012288 | Commercial_2024_SC A_GWh_Before Competition Groups_Energy Recovery Ventilation and Ventilation (Enhanced)
Commercial | Com ¦ VSD Air Compressor | 2024 | SC A | GWh | Before Competition Groups | 0.011094 | 0 | 0 | 3673.581 | 3.02e-06 | 69 | Commercial_2024_SC A_GWh_Before Competition Groups_69 | VSD Air Compressor | 0.000302% | 0 | 0.011094 | Commercial_2024_SC A_GWh_Before Competition Groups_VSD Air Compressor
Commercial | Com ¦ EC Plug Fan for Data Center (under cabinet) | 2024 | SC A | GWh | Before Competition Groups | 0.0053945 | 0 | 0 | 3673.581 | 1.4685e-06 | 70 | Commercial_2024_SC A_GWh_Before Competition Groups_70 | EC Plug Fan for Data Center (under cabinet) | 0.0001468% | 0 | 0.0053945 | Commercial_2024_SC A_GWh_Before Competition Groups_EC Plug Fan for Data Center (under cabinet)
Commercial | Com ¦ Room AC (w/ louvered sides) 14 SEER from 12 SEER code | 2024 | SC A | GWh | Before Competition Groups | 0.0037257 | 0 | 0 | 3673.581 | 1.0142e-06 | 71 | Commercial_2024_SC A_GWh_Before Competition Groups_71 | Room AC (w/ louvered sides) 14 SEER from 12 SEER code | 0.0001014% | 0 | 0.0037257 | Commercial_2024_SC A_GWh_Before Competition Groups_Room AC (w/ louvered sides) 14 SEER from 12 SEER code
Commercial | Com ¦ High Efficiency Chiller (avg of water and air cooled) | 2024 | SC A | GWh | Before Competition Groups | 0.0023044 | 0 | 0 | 3673.581 | 6.273e-07 | 72 | Commercial_2024_SC A_GWh_Before Competition Groups_72 | High Efficiency Chiller (avg of water and air cooled) | 6.273e-05% | 0 | 0.0023044 | Commercial_2024_SC A_GWh_Before Competition Groups_High Efficiency Chiller (avg of water and air cooled)
Commercial | Com ¦ Electric Convection Combination Ovens | 2024 | SC A | GWh | Before Competition Groups | 0.0012814 | 0 | 0 | 3673.581 | 3.4883e-07 | 73 | Commercial_2024_SC A_GWh_Before Competition Groups_73 | Electric Convection Combination Ovens | 3.488e-05% | 0 | 0.0012814 | Commercial_2024_SC A_GWh_Before Competition Groups_Electric Convection Combination Ovens
Commercial | Com ¦ Networked/Connected - High Impact Application | 2024 | SC A | GWh | Before Competition Groups | 0.00054424 | 0 | 0 | 3673.581 | 1.4815e-07 | 74 | Commercial_2024_SC A_GWh_Before Competition Groups_74 | Networked/Connected - High Impact Application | 1.481e-05% | 0 | 0.00054424 | Commercial_2024_SC A_GWh_Before Competition Groups_Networked/Connected - High Impact Application
Commercial | Com ¦ High Efficiency Small Instantaneous Water Heater | 2024 | SC A | GWh | Before Competition Groups | 7.4527e-05 | 0 | 0 | 3673.581 | 2.0287e-08 | 75 | Commercial_2024_SC A_GWh_Before Competition Groups_75 | High Efficiency Small Instantaneous Water Heater | 2.029e-06% | 0 | 7.4527e-05 | Commercial_2024_SC A_GWh_Before Competition Groups_High Efficiency Small Instantaneous Water Heater
Commercial | Com ¦ Networked/Connected - Low Impact Application | 2024 | SC A | GWh | Before Competition Groups | 2.4854e-05 | 0 | 0 | 3673.581 | 6.7657e-09 | 76 | Commercial_2024_SC A_GWh_Before Competition Groups_76 | Networked/Connected - Low Impact Application | 6.766e-07% | 0 | 2.4854e-05 | Commercial_2024_SC A_GWh_Before Competition Groups_Networked/Connected - Low Impact Application
Commercial | Com ¦ Efficient compressor motor | 2024 | SC A | GWh | Before Competition Groups | 0 | 0 | 0 | 3673.581 | 0 | 77 | Commercial_2024_SC A_GWh_Before Competition Groups_77 | Efficient compressor motor | 0% | 0 | 0 | Commercial_2024_SC A_GWh_Before Competition Groups_Efficient compressor motor
Commercial | Com ¦ Indoor Daylight Sensors/Photocell Dimming Control | 2024 | SC A | GWh | Before Competition Groups | 0 | 0 | 0 | 3673.581 | 0 | 78 | Commercial_2024_SC A_GWh_Before Competition Groups_78 | Indoor Daylight Sensors/Photocell Dimming Control | 0% | 0 | 0 | Commercial_2024_SC A_GWh_Before Competition Groups_Indoor Daylight Sensors/Photocell Dimming Control
Commercial | Com ¦ LED RECESSED DOWNLIGHTS | 2024 | SC A | GWh | Before Competition Groups | 0 | 0 | 0 | 3673.581 | 0 | 79 | Commercial_2024_SC A_GWh_Before Competition Groups_79 | LED RECESSED DOWNLIGHTS | 0% | 0 | 0 | Commercial_2024_SC A_GWh_Before Competition Groups_LED RECESSED DOWNLIGHTS
Commercial | Com ¦ Variable Refrigerant Flow Heat Pump | 2024 | SC A | GWh | Before Competition Groups | 0 | 0 | 0 | 3673.581 | 0 | 80 | Commercial_2024_SC A_GWh_Before Competition Groups_80 | Variable Refrigerant Flow Heat Pump | 0% | 0 | 0 | Commercial_2024_SC A_GWh_Before Competition Groups_Variable Refrigerant Flow Heat Pump
Commercial | Com ¦ ENERGY STAR LED LAMPS (REFLECTOR LAMPs/MR16/PAR 16) | 2024 | SC B | GWh | Before Competition Groups | 585.5917 | 0 | 0 | 4899.2142 | 0.11953 | 1 | Commercial_2024_SC B_GWh_Before Competition Groups_1 | ENERGY STAR LED LAMPS (REFLECTOR LAMPs/MR16/PAR 16) | 11.95% | 0 | 585.5917 | Commercial_2024_SC B_GWh_Before Competition Groups_ENERGY STAR LED LAMPS (REFLECTOR LAMPs/MR16/PAR 16)
Commercial | Com ¦ LED Troffer/Surface/Suspended | 2024 | SC B | GWh | Before Competition Groups | 367.5218 | 0 | 0 | 4899.2142 | 0.075016 | 2 | Commercial_2024_SC B_GWh_Before Competition Groups_2 | LED Troffer/Surface/Suspended | 7.502% | 0 | 367.5218 | Commercial_2024_SC B_GWh_Before Competition Groups_LED Troffer/Surface/Suspended
Commercial | Com ¦ LED Low/High Bay | 2024 | SC B | GWh | Before Competition Groups | 351.9899 | 0 | 0 | 4899.2142 | 0.071846 | 3 | Commercial_2024_SC B_GWh_Before Competition Groups_3 | LED Low/High Bay | 7.185% | 0 | 351.9899 | Commercial_2024_SC B_GWh_Before Competition Groups_LED Low/High Bay
Commercial | Com ¦ LED EXTERIOR AREA LIGHTS - LED fixture (200W) | 2024 | SC B | GWh | Before Competition Groups | 350.8009 | 0 | 0 | 4899.2142 | 0.071604 | 4 | Commercial_2024_SC B_GWh_Before Competition Groups_4 | LED EXTERIOR AREA LIGHTS - LED fixture (200W) | 7.16% | 0 | 350.8009 | Commercial_2024_SC B_GWh_Before Competition Groups_LED EXTERIOR AREA LIGHTS - LED fixture (200W)
Commercial | Com ¦ LED parking lot fixture | 2024 | SC B | GWh | Before Competition Groups | 344.5954 | 0 | 0 | 4899.2142 | 0.070337 | 5 | Commercial_2024_SC B_GWh_Before Competition Groups_5 | LED parking lot fixture | 7.034% | 0 | 344.5954 | Commercial_2024_SC B_GWh_Before Competition Groups_LED parking lot fixture
Commercial | Com ¦ Education and Capacity Building/Energy Behavior | 2024 | SC B | GWh | Before Competition Groups | 298.4526 | 0 | 0 | 4899.2142 | 0.060918 | 6 | Commercial_2024_SC B_GWh_Before Competition Groups_6 | Education and Capacity Building/Energy Behavior | 6.092% | 0 | 298.4526 | Commercial_2024_SC B_GWh_Before Competition Groups_Education and Capacity Building/Energy Behavior
Commercial | Com ¦ Furnace Tune-Up | 2024 | SC B | GWh | Before Competition Groups | 278.6254 | 0 | 0 | 4899.2142 | 0.056871 | 7 | Commercial_2024_SC B_GWh_Before Competition Groups_7 | Furnace Tune-Up | 5.687% | 0 | 278.6254 | Commercial_2024_SC B_GWh_Before Competition Groups_Furnace Tune-Up
Commercial | Com ¦ LED Replacement Lamp (Tube) | 2024 | SC B | GWh | Before Competition Groups | 265.0391 | 0 | 0 | 4899.2142 | 0.054098 | 8 | Commercial_2024_SC B_GWh_Before Competition Groups_8 | LED Replacement Lamp (Tube) | 5.41% | 0 | 265.0391 | Commercial_2024_SC B_GWh_Before Competition Groups_LED Replacement Lamp (Tube)
Commercial | Com ¦ Building Recommissioning, Operations and Maintenance (O&M) Improvements | 2024 | SC B | GWh | Before Competition Groups | 229.1794 | 0 | 0 | 4899.2142 | 0.046779 | 9 | Commercial_2024_SC B_GWh_Before Competition Groups_9 | Building Recommissioning, Operations and Maintenance (O&M) Improvements | 4.678% | 0 | 229.1794 | Commercial_2024_SC B_GWh_Before Competition Groups_Building Recommissioning, Operations and Maintenance (O&M) Improvements
Commercial | Com ¦ LED street light fixture | 2024 | SC B | GWh | Before Competition Groups | 201.0631 | 0 | 0 | 4899.2142 | 0.04104 | 10 | Commercial_2024_SC B_GWh_Before Competition Groups_10 | LED street light fixture | 4.104% | 0 | 201.0631 | Commercial_2024_SC B_GWh_Before Competition Groups_LED street light fixture
Commercial | Com ¦ Data Center Storage/Server Virtualization | 2024 | SC B | GWh | Before Competition Groups | 149.6714 | 0 | 0 | 4899.2142 | 0.03055 | 11 | Commercial_2024_SC B_GWh_Before Competition Groups_11 | Data Center Storage/Server Virtualization | 3.055% | 0 | 149.6714 | Commercial_2024_SC B_GWh_Before Competition Groups_Data Center Storage/Server Virtualization
Commercial | Com ¦ Strip Curtains | 2024 | SC B | GWh | Before Competition Groups | 109.0245 | 0 | 0 | 4899.2142 | 0.022253 | 12 | Commercial_2024_SC B_GWh_Before Competition Groups_12 | Strip Curtains | 2.225% | 0 | 109.0245 | Commercial_2024_SC B_GWh_Before Competition Groups_Strip Curtains
Commercial | Com ¦ Reach-in Shaded Pole to ECM/PSC Evaporator Fan Motor | 2024 | SC B | GWh | Before Competition Groups | 100.9214 | 0 | 0 | 4899.2142 | 0.0206 | 13 | Commercial_2024_SC B_GWh_Before Competition Groups_13 | Reach-in Shaded Pole to ECM/PSC Evaporator Fan Motor | 2.06% | 0 | 100.9214 | Commercial_2024_SC B_GWh_Before Competition Groups_Reach-in Shaded Pole to ECM/PSC Evaporator Fan Motor
Commercial | Com ¦ Demand Control Ventilation | 2024 | SC B | GWh | Before Competition Groups | 94.8464 | 0 | 0 | 4899.2142 | 0.01936 | 14 | Commercial_2024_SC B_GWh_Before Competition Groups_14 | Demand Control Ventilation | 1.936% | 0 | 94.8464 | Commercial_2024_SC B_GWh_Before Competition Groups_Demand Control Ventilation
Commercial | Com ¦ Variable Frequency Drive (VFD) | 2024 | SC B | GWh | Before Competition Groups | 92.7774 | 0 | 0 | 4899.2142 | 0.018937 | 15 | Commercial_2024_SC B_GWh_Before Competition Groups_15 | Variable Frequency Drive (VFD) | 1.894% | 0 | 92.7774 | Commercial_2024_SC B_GWh_Before Competition Groups_Variable Frequency Drive (VFD)
Commercial | Com ¦ LED or Equivalent Sign Lighting | 2024 | SC B | GWh | Before Competition Groups | 90.4551 | 0 | 0 | 4899.2142 | 0.018463 | 16 | Commercial_2024_SC B_GWh_Before Competition Groups_16 | LED or Equivalent Sign Lighting | 1.846% | 0 | 90.4551 | Commercial_2024_SC B_GWh_Before Competition Groups_LED or Equivalent Sign Lighting
Commercial | Com ¦ High Efficiency Air Source Heat Pump | 2024 | SC B | GWh | Before Competition Groups | 90.0019 | 0 | 0 | 4899.2142 | 0.018371 | 17 | Commercial_2024_SC B_GWh_Before Competition Groups_17 | High Efficiency Air Source Heat Pump | 1.837% | 0 | 90.0019 | Commercial_2024_SC B_GWh_Before Competition Groups_High Efficiency Air Source Heat Pump
Commercial | Com ¦ VFD on Pumps | 2024 | SC B | GWh | Before Competition Groups | 86.6597 | 0 | 0 | 4899.2142 | 0.017688 | 18 | Commercial_2024_SC B_GWh_Before Competition Groups_18 | VFD on Pumps | 1.769% | 0 | 86.6597 | Commercial_2024_SC B_GWh_Before Competition Groups_VFD on Pumps
Commercial | Com ¦ ENERGY STAR LED LAMPS (General Service Lamps) | 2024 | SC B | GWh | Before Competition Groups | 80.2731 | 0 | 0 | 4899.2142 | 0.016385 | 19 | Commercial_2024_SC B_GWh_Before Competition Groups_19 | ENERGY STAR LED LAMPS (General Service Lamps) | 1.638% | 0 | 80.2731 | Commercial_2024_SC B_GWh_Before Competition Groups_ENERGY STAR LED LAMPS (General Service Lamps)
Commercial | Com ¦ Centrally controlled desktop PC/NETWORK PC POWER MANAGEMENT SOFTWARE | 2024 | SC B | GWh | Before Competition Groups | 71.0772 | 0 | 0 | 4899.2142 | 0.014508 | 20 | Commercial_2024_SC B_GWh_Before Competition Groups_20 | Centrally controlled desktop PC/NETWORK PC POWER MANAGEMENT SOFTWARE | 1.451% | 0 | 71.0772 | Commercial_2024_SC B_GWh_Before Competition Groups_Centrally controlled desktop PC/NETWORK PC POWER MANAGEMENT SOFTWARE
Commercial | Com ¦ Air Handler with Dedicated Outdoor Air Systems | 2024 | SC B | GWh | Before Competition Groups | 69.9038 | 0 | 0 | 4899.2142 | 0.014268 | 21 | Commercial_2024_SC B_GWh_Before Competition Groups_21 | Air Handler with Dedicated Outdoor Air Systems | 1.427% | 0 | 69.9038 | Commercial_2024_SC B_GWh_Before Competition Groups_Air Handler with Dedicated Outdoor Air Systems
Commercial | Com ¦ Refrigerated Display Case Doors | 2024 | SC B | GWh | Before Competition Groups | 65.9562 | 0 | 0 | 4899.2142 | 0.013463 | 22 | Commercial_2024_SC B_GWh_Before Competition Groups_22 | Refrigerated Display Case Doors | 1.346% | 0 | 65.9562 | Commercial_2024_SC B_GWh_Before Competition Groups_Refrigerated Display Case Doors
Commercial | Com ¦ Adaptive Thermostats | 2024 | SC B | GWh | Before Competition Groups | 61.1237 | 0 | 0 | 4899.2142 | 0.012476 | 23 | Commercial_2024_SC B_GWh_Before Competition Groups_23 | Adaptive Thermostats | 1.248% | 0 | 61.1237 | Commercial_2024_SC B_GWh_Before Competition Groups_Adaptive Thermostats
Commercial | Com ¦ Advanced BAS/Controllers | 2024 | SC B | GWh | Before Competition Groups | 53.8177 | 0 | 0 | 4899.2142 | 0.010985 | 24 | Commercial_2024_SC B_GWh_Before Competition Groups_24 | Advanced BAS/Controllers | 1.098% | 0 | 53.8177 | Commercial_2024_SC B_GWh_Before Competition Groups_Advanced BAS/Controllers
Commercial | Com ¦ ECM MOTORS FOR EVAPORATOR FANS for refrigeration (WALK-IN) | 2024 | SC B | GWh | Before Competition Groups | 43.3409 | 0 | 0 | 4899.2142 | 0.0088465 | 25 | Commercial_2024_SC B_GWh_Before Competition Groups_25 | ECM MOTORS FOR EVAPORATOR FANS for refrigeration (WALK-IN) | 0.8847% | 0 | 43.3409 | Commercial_2024_SC B_GWh_Before Competition Groups_ECM MOTORS FOR EVAPORATOR FANS for refrigeration (WALK-IN)
Commercial | Com ¦ Condensing Unit Heaters or other Efficient Unit Heating System | 2024 | SC B | GWh | Before Competition Groups | 41.9019 | 0 | 0 | 4899.2142 | 0.0085528 | 26 | Commercial_2024_SC B_GWh_Before Competition Groups_26 | Condensing Unit Heaters or other Efficient Unit Heating System | 0.8553% | 0 | 41.9019 | Commercial_2024_SC B_GWh_Before Competition Groups_Condensing Unit Heaters or other Efficient Unit Heating System
Commercial | Com ¦ Freezer Case Light Sensor | 2024 | SC B | GWh | Before Competition Groups | 35.5884 | 0 | 0 | 4899.2142 | 0.0072641 | 27 | Commercial_2024_SC B_GWh_Before Competition Groups_27 | Freezer Case Light Sensor | 0.7264% | 0 | 35.5884 | Commercial_2024_SC B_GWh_Before Competition Groups_Freezer Case Light Sensor
Commercial | Com ¦ Evaporator Fan Controls | 2024 | SC B | GWh | Before Competition Groups | 34.7162 | 0 | 0 | 4899.2142 | 0.0070861 | 28 | Commercial_2024_SC B_GWh_Before Competition Groups_28 | Evaporator Fan Controls | 0.7086% | 0 | 34.7162 | Commercial_2024_SC B_GWh_Before Competition Groups_Evaporator Fan Controls
Commercial | Com ¦ Demand Control Kitchen Ventilation | 2024 | SC B | GWh | Before Competition Groups | 29.2813 | 0 | 0 | 4899.2142 | 0.0059767 | 29 | Commercial_2024_SC B_GWh_Before Competition Groups_29 | Demand Control Kitchen Ventilation | 0.5977% | 0 | 29.2813 | Commercial_2024_SC B_GWh_Before Competition Groups_Demand Control Kitchen Ventilation
Commercial | Com ¦ Unitary Air-Conditioning Unit | 2024 | SC B | GWh | Before Competition Groups | 26.1406 | 0 | 0 | 4899.2142 | 0.0053357 | 30 | Commercial_2024_SC B_GWh_Before Competition Groups_30 | Unitary Air-Conditioning Unit | 0.5336% | 0 | 26.1406 | Commercial_2024_SC B_GWh_Before Competition Groups_Unitary Air-Conditioning Unit
Commercial | Com ¦ Refrigerated Display Case LED | 2024 | SC B | GWh | Before Competition Groups | 24.123 | 0 | 0 | 4899.2142 | 0.0049238 | 31 | Commercial_2024_SC B_GWh_Before Competition Groups_31 | Refrigerated Display Case LED | 0.4924% | 0 | 24.123 | Commercial_2024_SC B_GWh_Before Competition Groups_Refrigerated Display Case LED
Commercial | Com ¦ Door Gasket Freezer/Refrigerator | 2024 | SC B | GWh | Before Competition Groups | 17.0182 | 0 | 0 | 4899.2142 | 0.0034737 | 32 | Commercial_2024_SC B_GWh_Before Competition Groups_32 | Door Gasket Freezer/Refrigerator | 0.3474% | 0 | 17.0182 | Commercial_2024_SC B_GWh_Before Competition Groups_Door Gasket Freezer/Refrigerator
Commercial | Com ¦ Temperature Adjustment in Commercial Freezers | 2024 | SC B | GWh | Before Competition Groups | 13.288 | 0 | 0 | 4899.2142 | 0.0027123 | 33 | Commercial_2024_SC B_GWh_Before Competition Groups_33 | Temperature Adjustment in Commercial Freezers | 0.2712% | 0 | 13.288 | Commercial_2024_SC B_GWh_Before Competition Groups_Temperature Adjustment in Commercial Freezers
Commercial | Com ¦ ENERGY STAR Griddle (74% eff) | 2024 | SC B | GWh | Before Competition Groups | 12.15 | 0 | 0 | 4899.2142 | 0.00248 | 34 | Commercial_2024_SC B_GWh_Before Competition Groups_34 | ENERGY STAR Griddle (74% eff) | 0.248% | 0 | 12.15 | Commercial_2024_SC B_GWh_Before Competition Groups_ENERGY STAR Griddle (74% eff)
Commercial | Com ¦ Elec Storage WH 2.30 Et | 2024 | SC B | GWh | Before Competition Groups | 11.922 | 0 | 0 | 4899.2142 | 0.0024334 | 35 | Commercial_2024_SC B_GWh_Before Competition Groups_35 | Elec Storage WH 2.30 Et | 0.2433% | 0 | 11.922 | Commercial_2024_SC B_GWh_Before Competition Groups_Elec Storage WH 2.30 Et
Commercial | Com ¦ BEVERAGE VENDING MACHINE CONTROLS | 2024 | SC B | GWh | Before Competition Groups | 11.5565 | 0 | 0 | 4899.2142 | 0.0023588 | 36 | Commercial_2024_SC B_GWh_Before Competition Groups_36 | BEVERAGE VENDING MACHINE CONTROLS | 0.2359% | 0 | 11.5565 | Commercial_2024_SC B_GWh_Before Competition Groups_BEVERAGE VENDING MACHINE CONTROLS
Commercial | Com ¦ Energy Efficient Laboratory Fume Hood | 2024 | SC B | GWh | Before Competition Groups | 11.2478 | 0 | 0 | 4899.2142 | 0.0022958 | 37 | Commercial_2024_SC B_GWh_Before Competition Groups_37 | Energy Efficient Laboratory Fume Hood | 0.2296% | 0 | 11.2478 | Commercial_2024_SC B_GWh_Before Competition Groups_Energy Efficient Laboratory Fume Hood
Commercial | Com ¦ CO Sensors for parking garage exhaust fans | 2024 | SC B | GWh | Before Competition Groups | 11.1397 | 0 | 0 | 4899.2142 | 0.0022738 | 38 | Commercial_2024_SC B_GWh_Before Competition Groups_38 | CO Sensors for parking garage exhaust fans | 0.2274% | 0 | 11.1397 | Commercial_2024_SC B_GWh_Before Competition Groups_CO Sensors for parking garage exhaust fans
Commercial | Com ¦ Vertical Night Covers | 2024 | SC B | GWh | Before Competition Groups | 10.2978 | 0 | 0 | 4899.2142 | 0.0021019 | 39 | Commercial_2024_SC B_GWh_Before Competition Groups_39 | Vertical Night Covers | 0.2102% | 0 | 10.2978 | Commercial_2024_SC B_GWh_Before Competition Groups_Vertical Night Covers
Commercial | Com ¦ Chilled Water Optimization | 2024 | SC B | GWh | Before Competition Groups | 10.1378 | 0 | 0 | 4899.2142 | 0.0020693 | 40 | Commercial_2024_SC B_GWh_Before Competition Groups_40 | Chilled Water Optimization | 0.2069% | 0 | 10.1378 | Commercial_2024_SC B_GWh_Before Competition Groups_Chilled Water Optimization
Commercial | Com ¦ Occupancy Sensors | 2024 | SC B | GWh | Before Competition Groups | 9.6738 | 0 | 0 | 4899.2142 | 0.0019746 | 41 | Commercial_2024_SC B_GWh_Before Competition Groups_41 | Occupancy Sensors | 0.1975% | 0 | 9.6738 | Commercial_2024_SC B_GWh_Before Competition Groups_Occupancy Sensors
Commercial | Com ¦ Duct Insulation, R8 | 2024 | SC B | GWh | Before Competition Groups | 9.3207 | 0 | 0 | 4899.2142 | 0.0019025 | 42 | Commercial_2024_SC B_GWh_Before Competition Groups_42 | Duct Insulation, R8 | 0.1902% | 0 | 9.3207 | Commercial_2024_SC B_GWh_Before Competition Groups_Duct Insulation, R8
Commercial | Com ¦ Water Heating (DHW) Pipe Insulation (Add 3/4\ Foam)" | 2024 | SC B | GWh | Before Competition Groups | 8.9088 | 0 | 0 | 4899.2142 | 0.0018184 | 43 | Commercial_2024_SC B_GWh_Before Competition Groups_43 | Water Heating (DHW) Pipe Insulation (Add 3/4\ Foam)" | 0.1818% | 0 | 8.9088 | Commercial_2024_SC B_GWh_Before Competition Groups_Water Heating (DHW) Pipe Insulation (Add 3/4\ Foam)"
Commercial | Com ¦ Outside Air Economizer | 2024 | SC B | GWh | Before Competition Groups | 7.7302 | 0 | 0 | 4899.2142 | 0.0015778 | 44 | Commercial_2024_SC B_GWh_Before Competition Groups_44 | Outside Air Economizer | 0.1578% | 0 | 7.7302 | Commercial_2024_SC B_GWh_Before Competition Groups_Outside Air Economizer
Commercial | Com ¦ Suction Pipe Insulation Freezer/Refrigerator | 2024 | SC B | GWh | Before Competition Groups | 5.6372 | 0 | 0 | 4899.2142 | 0.0011506 | 45 | Commercial_2024_SC B_GWh_Before Competition Groups_45 | Suction Pipe Insulation Freezer/Refrigerator | 0.1151% | 0 | 5.6372 | Commercial_2024_SC B_GWh_Before Competition Groups_Suction Pipe Insulation Freezer/Refrigerator
Commercial | Com ¦ Water Source Heat Pump (4 ton) | 2024 | SC B | GWh | Before Competition Groups | 4.8141 | 0 | 0 | 4899.2142 | 0.00098263 | 46 | Commercial_2024_SC B_GWh_Before Competition Groups_46 | Water Source Heat Pump (4 ton) | 0.09826% | 0 | 4.8141 | Commercial_2024_SC B_GWh_Before Competition Groups_Water Source Heat Pump (4 ton)
Commercial | Com ¦ ENERGY STAR Fryer (84% eff) | 2024 | SC B | GWh | Before Competition Groups | 4.364 | 0 | 0 | 4899.2142 | 0.00089076 | 47 | Commercial_2024_SC B_GWh_Before Competition Groups_47 | ENERGY STAR Fryer (84% eff) | 0.08908% | 0 | 4.364 | Commercial_2024_SC B_GWh_Before Competition Groups_ENERGY STAR Fryer (84% eff)
Commercial | Com ¦ Ozone Laundry Treatment | 2024 | SC B | GWh | Before Competition Groups | 2.5543 | 0 | 0 | 4899.2142 | 0.00052138 | 48 | Commercial_2024_SC B_GWh_Before Competition Groups_48 | Ozone Laundry Treatment | 0.05214% | 0 | 2.5543 | Commercial_2024_SC B_GWh_Before Competition Groups_Ozone Laundry Treatment
Commercial | Com ¦ ENERGY STAR Dishwasher | 2024 | SC B | GWh | Before Competition Groups | 2.3449 | 0 | 0 | 4899.2142 | 0.00047863 | 49 | Commercial_2024_SC B_GWh_Before Competition Groups_49 | ENERGY STAR Dishwasher | 0.04786% | 0 | 2.3449 | Commercial_2024_SC B_GWh_Before Competition Groups_ENERGY STAR Dishwasher
Commercial | Com ¦ ENERGY STAR Steam Cookers | 2024 | SC B | GWh | Before Competition Groups | 2.0826 | 0 | 0 | 4899.2142 | 0.00042508 | 50 | Commercial_2024_SC B_GWh_Before Competition Groups_50 | ENERGY STAR Steam Cookers | 0.04251% | 0 | 2.0826 | Commercial_2024_SC B_GWh_Before Competition Groups_ENERGY STAR Steam Cookers
Commercial | Com ¦ Demand controlled Circulating Systems | 2024 | SC B | GWh | Before Competition Groups | 1.9409 | 0 | 0 | 4899.2142 | 0.00039617 | 51 | Commercial_2024_SC B_GWh_Before Competition Groups_51 | Demand controlled Circulating Systems | 0.03962% | 0 | 1.9409 | Commercial_2024_SC B_GWh_Before Competition Groups_Demand controlled Circulating Systems
Commercial | Com ¦ Thermostat Setback | 2024 | SC B | GWh | Before Competition Groups | 1.6375 | 0 | 0 | 4899.2142 | 0.00033423 | 52 | Commercial_2024_SC B_GWh_Before Competition Groups_52 | Thermostat Setback | 0.03342% | 0 | 1.6375 | Commercial_2024_SC B_GWh_Before Competition Groups_Thermostat Setback
Commercial | Com ¦ ECM MOTORS FOR HVAC APPLICATION (FAN-POWERED VAV BOX) | 2024 | SC B | GWh | Before Competition Groups | 1.1053 | 0 | 0 | 4899.2142 | 0.00022561 | 53 | Commercial_2024_SC B_GWh_Before Competition Groups_53 | ECM MOTORS FOR HVAC APPLICATION (FAN-POWERED VAV BOX) | 0.02256% | 0 | 1.1053 | Commercial_2024_SC B_GWh_Before Competition Groups_ECM MOTORS FOR HVAC APPLICATION (FAN-POWERED VAV BOX)
Commercial | Com ¦ Condensing Make Up Air Unit | 2024 | SC B | GWh | Before Competition Groups | 0.89903 | 0 | 0 | 4899.2142 | 0.0001835 | 54 | Commercial_2024_SC B_GWh_Before Competition Groups_54 | Condensing Make Up Air Unit | 0.01835% | 0 | 0.89903 | Commercial_2024_SC B_GWh_Before Competition Groups_Condensing Make Up Air Unit
Commercial | Com ¦ CEE Tier 2/Energy Star Clothes Washers | 2024 | SC B | GWh | Before Competition Groups | 0.50717 | 0 | 0 | 4899.2142 | 0.00010352 | 55 | Commercial_2024_SC B_GWh_Before Competition Groups_55 | CEE Tier 2/Energy Star Clothes Washers | 0.01035% | 0 | 0.50717 | Commercial_2024_SC B_GWh_Before Competition Groups_CEE Tier 2/Energy Star Clothes Washers
Commercial | Com ¦ Auto Off Time Switch or Time Clock control | 2024 | SC B | GWh | Before Competition Groups | 0.49911 | 0 | 0 | 4899.2142 | 0.00010188 | 56 | Commercial_2024_SC B_GWh_Before Competition Groups_56 | Auto Off Time Switch or Time Clock control | 0.01019% | 0 | 0.49911 | Commercial_2024_SC B_GWh_Before Competition Groups_Auto Off Time Switch or Time Clock control
Commercial | Com ¦ Notched V belts for HVAC Systems | 2024 | SC B | GWh | Before Competition Groups | 0.38071 | 0 | 0 | 4899.2142 | 7.7709e-05 | 57 | Commercial_2024_SC B_GWh_Before Competition Groups_57 | Notched V belts for HVAC Systems | 0.007771% | 0 | 0.38071 | Commercial_2024_SC B_GWh_Before Competition Groups_Notched V belts for HVAC Systems
Commercial | Com ¦ Low Flow Pre-Rinse Spray Nozzle | 2024 | SC B | GWh | Before Competition Groups | 0.30312 | 0 | 0 | 4899.2142 | 6.1872e-05 | 58 | Commercial_2024_SC B_GWh_Before Competition Groups_58 | Low Flow Pre-Rinse Spray Nozzle | 0.006187% | 0 | 0.30312 | Commercial_2024_SC B_GWh_Before Competition Groups_Low Flow Pre-Rinse Spray Nozzle
Commercial | Com ¦ Solar Water Preheat (Pools/DHW) | 2024 | SC B | GWh | Before Competition Groups | 0.27968 | 0 | 0 | 4899.2142 | 5.7086e-05 | 59 | Commercial_2024_SC B_GWh_Before Competition Groups_59 | Solar Water Preheat (Pools/DHW) | 0.005709% | 0 | 0.27968 | Commercial_2024_SC B_GWh_Before Competition Groups_Solar Water Preheat (Pools/DHW)
Commercial | Com ¦ PTAC (12 EER/10,000 BTU) | 2024 | SC B | GWh | Before Competition Groups | 0.24399 | 0 | 0 | 4899.2142 | 4.9801e-05 | 60 | Commercial_2024_SC B_GWh_Before Competition Groups_60 | PTAC (12 EER/10,000 BTU) | 0.00498% | 0 | 0.24399 | Commercial_2024_SC B_GWh_Before Competition Groups_PTAC (12 EER/10,000 BTU)
Commercial | COM ¦ Ductless Mini-Split Heat Pumps | 2024 | SC B | GWh | Before Competition Groups | 0.23685 | 0 | 0 | 4899.2142 | 4.8344e-05 | 61 | Commercial_2024_SC B_GWh_Before Competition Groups_61 | Ductless Mini-Split Heat Pumps | 0.004834% | 0 | 0.23685 | Commercial_2024_SC B_GWh_Before Competition Groups_Ductless Mini-Split Heat Pumps
Commercial | Com ¦ HVAC Optimization | 2024 | SC B | GWh | Before Competition Groups | 0.17381 | 0 | 0 | 4899.2142 | 3.5476e-05 | 62 | Commercial_2024_SC B_GWh_Before Competition Groups_62 | HVAC Optimization | 0.003548% | 0 | 0.17381 | Commercial_2024_SC B_GWh_Before Competition Groups_HVAC Optimization
Commercial | Com ¦ Commercial Hot Food Holding Cabinets | 2024 | SC B | GWh | Before Competition Groups | 0.10873 | 0 | 0 | 4899.2142 | 2.2194e-05 | 63 | Commercial_2024_SC B_GWh_Before Competition Groups_63 | Commercial Hot Food Holding Cabinets | 0.002219% | 0 | 0.10873 | Commercial_2024_SC B_GWh_Before Competition Groups_Commercial Hot Food Holding Cabinets
Commercial | Com ¦ Wall Insulation | 2024 | SC B | GWh | Before Competition Groups | 0.084003 | 0 | 0 | 4899.2142 | 1.7146e-05 | 64 | Commercial_2024_SC B_GWh_Before Competition Groups_64 | Wall Insulation | 0.001715% | 0 | 0.084003 | Commercial_2024_SC B_GWh_Before Competition Groups_Wall Insulation
Commercial | Com ¦ Energy Recovery Ventilation and Ventilation (Enhanced) | 2024 | SC B | GWh | Before Competition Groups | 0.056335 | 0 | 0 | 4899.2142 | 1.1499e-05 | 65 | Commercial_2024_SC B_GWh_Before Competition Groups_65 | Energy Recovery Ventilation and Ventilation (Enhanced) | 0.00115% | 0 | 0.056335 | Commercial_2024_SC B_GWh_Before Competition Groups_Energy Recovery Ventilation and Ventilation (Enhanced)
Commercial | Com ¦ High Efficiency Small Instantaneous Water Heater | 2024 | SC B | GWh | Before Competition Groups | 0.03412 | 0 | 0 | 4899.2142 | 6.9645e-06 | 66 | Commercial_2024_SC B_GWh_Before Competition Groups_66 | High Efficiency Small Instantaneous Water Heater | 0.0006964% | 0 | 0.03412 | Commercial_2024_SC B_GWh_Before Competition Groups_High Efficiency Small Instantaneous Water Heater
Commercial | Com ¦ Air Curtains | 2024 | SC B | GWh | Before Competition Groups | 0.02184 | 0 | 0 | 4899.2142 | 4.4579e-06 | 67 | Commercial_2024_SC B_GWh_Before Competition Groups_67 | Air Curtains | 0.0004458% | 0 | 0.02184 | Commercial_2024_SC B_GWh_Before Competition Groups_Air Curtains
Commercial | Com ¦ High Efficiency Chiller (avg of water and air cooled) | 2024 | SC B | GWh | Before Competition Groups | 0.016781 | 0 | 0 | 4899.2142 | 3.4252e-06 | 68 | Commercial_2024_SC B_GWh_Before Competition Groups_68 | High Efficiency Chiller (avg of water and air cooled) | 0.0003425% | 0 | 0.016781 | Commercial_2024_SC B_GWh_Before Competition Groups_High Efficiency Chiller (avg of water and air cooled)
Commercial | Com ¦ Room AC (w/ louvered sides) 14 SEER from 12 SEER code | 2024 | SC B | GWh | Before Competition Groups | 0.013174 | 0 | 0 | 4899.2142 | 2.689e-06 | 69 | Commercial_2024_SC B_GWh_Before Competition Groups_69 | Room AC (w/ louvered sides) 14 SEER from 12 SEER code | 0.0002689% | 0 | 0.013174 | Commercial_2024_SC B_GWh_Before Competition Groups_Room AC (w/ louvered sides) 14 SEER from 12 SEER code
Commercial | Com ¦ VSD Air Compressor | 2024 | SC B | GWh | Before Competition Groups | 0.013163 | 0 | 0 | 4899.2142 | 2.6868e-06 | 70 | Commercial_2024_SC B_GWh_Before Competition Groups_70 | VSD Air Compressor | 0.0002687% | 0 | 0.013163 | Commercial_2024_SC B_GWh_Before Competition Groups_VSD Air Compressor
Commercial | Com ¦ EC Plug Fan for Data Center (under cabinet) | 2024 | SC B | GWh | Before Competition Groups | 0.0077851 | 0 | 0 | 4899.2142 | 1.589e-06 | 71 | Commercial_2024_SC B_GWh_Before Competition Groups_71 | EC Plug Fan for Data Center (under cabinet) | 0.0001589% | 0 | 0.0077851 | Commercial_2024_SC B_GWh_Before Competition Groups_EC Plug Fan for Data Center (under cabinet)
Commercial | Com ¦ Electric Convection Combination Ovens | 2024 | SC B | GWh | Before Competition Groups | 0.0014015 | 0 | 0 | 4899.2142 | 2.8606e-07 | 72 | Commercial_2024_SC B_GWh_Before Competition Groups_72 | Electric Convection Combination Ovens | 2.861e-05% | 0 | 0.0014015 | Commercial_2024_SC B_GWh_Before Competition Groups_Electric Convection Combination Ovens
Commercial | Com ¦ LLLC - Low Impact Application | 2024 | SC B | GWh | Before Competition Groups | 1.9524e-18 | 0 | 0 | 4899.2142 | 3.9851e-22 | 73 | Commercial_2024_SC B_GWh_Before Competition Groups_73 | LLLC - Low Impact Application | 3.985e-20% | 0 | 1.9524e-18 | Commercial_2024_SC B_GWh_Before Competition Groups_LLLC - Low Impact Application
Commercial | Com ¦ LLLC - High Impact Application | 2024 | SC B | GWh | Before Competition Groups | 6.7798e-19 | 0 | 0 | 4899.2142 | 1.3838e-22 | 74 | Commercial_2024_SC B_GWh_Before Competition Groups_74 | LLLC - High Impact Application | 1.384e-20% | 0 | 6.7798e-19 | Commercial_2024_SC B_GWh_Before Competition Groups_LLLC - High Impact Application
Commercial | Com ¦ Networked/Connected - High Impact Application | 2024 | SC B | GWh | Before Competition Groups | 6.9608e-21 | 0 | 0 | 4899.2142 | 1.4208e-24 | 75 | Commercial_2024_SC B_GWh_Before Competition Groups_75 | Networked/Connected - High Impact Application | 1.421e-22% | 0 | 6.9608e-21 | Commercial_2024_SC B_GWh_Before Competition Groups_Networked/Connected - High Impact Application
Commercial | Com ¦ Networked/Connected - Low Impact Application | 2024 | SC B | GWh | Before Competition Groups | 3.1383e-21 | 0 | 0 | 4899.2142 | 6.4058e-25 | 76 | Commercial_2024_SC B_GWh_Before Competition Groups_76 | Networked/Connected - Low Impact Application | 6.406e-23% | 0 | 3.1383e-21 | Commercial_2024_SC B_GWh_Before Competition Groups_Networked/Connected - Low Impact Application
Commercial | Com ¦ Efficient compressor motor | 2024 | SC B | GWh | Before Competition Groups | 0 | 0 | 0 | 4899.2142 | 0 | 77 | Commercial_2024_SC B_GWh_Before Competition Groups_77 | Efficient compressor motor | 0% | 0 | 0 | Commercial_2024_SC B_GWh_Before Competition Groups_Efficient compressor motor
Commercial | Com ¦ Indoor Daylight Sensors/Photocell Dimming Control | 2024 | SC B | GWh | Before Competition Groups | 0 | 0 | 0 | 4899.2142 | 0 | 78 | Commercial_2024_SC B_GWh_Before Competition Groups_78 | Indoor Daylight Sensors/Photocell Dimming Control | 0% | 0 | 0 | Commercial_2024_SC B_GWh_Before Competition Groups_Indoor Daylight Sensors/Photocell Dimming Control
Commercial | Com ¦ LED RECESSED DOWNLIGHTS | 2024 | SC B | GWh | Before Competition Groups | 0 | 0 | 0 | 4899.2142 | 0 | 79 | Commercial_2024_SC B_GWh_Before Competition Groups_79 | LED RECESSED DOWNLIGHTS | 0% | 0 | 0 | Commercial_2024_SC B_GWh_Before Competition Groups_LED RECESSED DOWNLIGHTS
Commercial | Com ¦ Variable Refrigerant Flow Heat Pump | 2024 | SC B | GWh | Before Competition Groups | 0 | 0 | 0 | 4899.2142 | 0 | 80 | Commercial_2024_SC B_GWh_Before Competition Groups_80 | Variable Refrigerant Flow Heat Pump | 0% | 0 | 0 | Commercial_2024_SC B_GWh_Before Competition Groups_Variable Refrigerant Flow Heat Pump
Commercial | Com ¦ ENERGY STAR LED LAMPS (REFLECTOR LAMPs/MR16/PAR 16) | 2024 | SC C | GWh | Before Competition Groups | 585.5917 | 0 | 0 | 3824.1716 | 0.15313 | 1 | Commercial_2024_SC C_GWh_Before Competition Groups_1 | ENERGY STAR LED LAMPS (REFLECTOR LAMPs/MR16/PAR 16) | 15.31% | 0 | 585.5917 | Commercial_2024_SC C_GWh_Before Competition Groups_ENERGY STAR LED LAMPS (REFLECTOR LAMPs/MR16/PAR 16)
Commercial | Com ¦ LED Troffer/Surface/Suspended | 2024 | SC C | GWh | Before Competition Groups | 365.4323 | 0 | 0 | 3824.1716 | 0.095559 | 2 | Commercial_2024_SC C_GWh_Before Competition Groups_2 | LED Troffer/Surface/Suspended | 9.556% | 0 | 365.4323 | Commercial_2024_SC C_GWh_Before Competition Groups_LED Troffer/Surface/Suspended
Commercial | Com ¦ LED EXTERIOR AREA LIGHTS - LED fixture (200W) | 2024 | SC C | GWh | Before Competition Groups | 350.8009 | 0 | 0 | 3824.1716 | 0.091733 | 3 | Commercial_2024_SC C_GWh_Before Competition Groups_3 | LED EXTERIOR AREA LIGHTS - LED fixture (200W) | 9.173% | 0 | 350.8009 | Commercial_2024_SC C_GWh_Before Competition Groups_LED EXTERIOR AREA LIGHTS - LED fixture (200W)
Commercial | Com ¦ LED Low/High Bay | 2024 | SC C | GWh | Before Competition Groups | 350.1059 | 0 | 0 | 3824.1716 | 0.091551 | 4 | Commercial_2024_SC C_GWh_Before Competition Groups_4 | LED Low/High Bay | 9.155% | 0 | 350.1059 | Commercial_2024_SC C_GWh_Before Competition Groups_LED Low/High Bay
Commercial | Com ¦ LED parking lot fixture | 2024 | SC C | GWh | Before Competition Groups | 344.5954 | 0 | 0 | 3824.1716 | 0.09011 | 5 | Commercial_2024_SC C_GWh_Before Competition Groups_5 | LED parking lot fixture | 9.011% | 0 | 344.5954 | Commercial_2024_SC C_GWh_Before Competition Groups_LED parking lot fixture
Commercial | Com ¦ LED Replacement Lamp (Tube) | 2024 | SC C | GWh | Before Competition Groups | 265.0391 | 0 | 0 | 3824.1716 | 0.069306 | 6 | Commercial_2024_SC C_GWh_Before Competition Groups_6 | LED Replacement Lamp (Tube) | 6.931% | 0 | 265.0391 | Commercial_2024_SC C_GWh_Before Competition Groups_LED Replacement Lamp (Tube)
Commercial | Com ¦ LED street light fixture | 2024 | SC C | GWh | Before Competition Groups | 201.0631 | 0 | 0 | 3824.1716 | 0.052577 | 7 | Commercial_2024_SC C_GWh_Before Competition Groups_7 | LED street light fixture | 5.258% | 0 | 201.0631 | Commercial_2024_SC C_GWh_Before Competition Groups_LED street light fixture
Commercial | Com ¦ Building Recommissioning, Operations and Maintenance (O&M) Improvements | 2024 | SC C | GWh | Before Competition Groups | 165.3788 | 0 | 0 | 3824.1716 | 0.043246 | 8 | Commercial_2024_SC C_GWh_Before Competition Groups_8 | Building Recommissioning, Operations and Maintenance (O&M) Improvements | 4.325% | 0 | 165.3788 | Commercial_2024_SC C_GWh_Before Competition Groups_Building Recommissioning, Operations and Maintenance (O&M) Improvements
Commercial | Com ¦ Data Center Storage/Server Virtualization | 2024 | SC C | GWh | Before Competition Groups | 126.8331 | 0 | 0 | 3824.1716 | 0.033166 | 9 | Commercial_2024_SC C_GWh_Before Competition Groups_9 | Data Center Storage/Server Virtualization | 3.317% | 0 | 126.8331 | Commercial_2024_SC C_GWh_Before Competition Groups_Data Center Storage/Server Virtualization
Commercial | Com ¦ Furnace Tune-Up | 2024 | SC C | GWh | Before Competition Groups | 106.5595 | 0 | 0 | 3824.1716 | 0.027865 | 10 | Commercial_2024_SC C_GWh_Before Competition Groups_10 | Furnace Tune-Up | 2.786% | 0 | 106.5595 | Commercial_2024_SC C_GWh_Before Competition Groups_Furnace Tune-Up
Commercial | Com ¦ Reach-in Shaded Pole to ECM/PSC Evaporator Fan Motor | 2024 | SC C | GWh | Before Competition Groups | 92.4311 | 0 | 0 | 3824.1716 | 0.02417 | 11 | Commercial_2024_SC C_GWh_Before Competition Groups_11 | Reach-in Shaded Pole to ECM/PSC Evaporator Fan Motor | 2.417% | 0 | 92.4311 | Commercial_2024_SC C_GWh_Before Competition Groups_Reach-in Shaded Pole to ECM/PSC Evaporator Fan Motor
Commercial | Com ¦ LED or Equivalent Sign Lighting | 2024 | SC C | GWh | Before Competition Groups | 90.4551 | 0 | 0 | 3824.1716 | 0.023654 | 12 | Commercial_2024_SC C_GWh_Before Competition Groups_12 | LED or Equivalent Sign Lighting | 2.365% | 0 | 90.4551 | Commercial_2024_SC C_GWh_Before Competition Groups_LED or Equivalent Sign Lighting
Commercial | Com ¦ High Efficiency Air Source Heat Pump | 2024 | SC C | GWh | Before Competition Groups | 90.0021 | 0 | 0 | 3824.1716 | 0.023535 | 13 | Commercial_2024_SC C_GWh_Before Competition Groups_13 | High Efficiency Air Source Heat Pump | 2.354% | 0 | 90.0021 | Commercial_2024_SC C_GWh_Before Competition Groups_High Efficiency Air Source Heat Pump
Commercial | Com ¦ ENERGY STAR LED LAMPS (General Service Lamps) | 2024 | SC C | GWh | Before Competition Groups | 80.2731 | 0 | 0 | 3824.1716 | 0.020991 | 14 | Commercial_2024_SC C_GWh_Before Competition Groups_14 | ENERGY STAR LED LAMPS (General Service Lamps) | 2.099% | 0 | 80.2731 | Commercial_2024_SC C_GWh_Before Competition Groups_ENERGY STAR LED LAMPS (General Service Lamps)
Commercial | Com ¦ Education and Capacity Building/Energy Behavior | 2024 | SC C | GWh | Before Competition Groups | 59.6905 | 0 | 0 | 3824.1716 | 0.015609 | 15 | Commercial_2024_SC C_GWh_Before Competition Groups_15 | Education and Capacity Building/Energy Behavior | 1.561% | 0 | 59.6905 | Commercial_2024_SC C_GWh_Before Competition Groups_Education and Capacity Building/Energy Behavior
Commercial | Com ¦ Strip Curtains | 2024 | SC C | GWh | Before Competition Groups | 55.7945 | 0 | 0 | 3824.1716 | 0.01459 | 16 | Commercial_2024_SC C_GWh_Before Competition Groups_16 | Strip Curtains | 1.459% | 0 | 55.7945 | Commercial_2024_SC C_GWh_Before Competition Groups_Strip Curtains
Commercial | Com ¦ Refrigerated Display Case Doors | 2024 | SC C | GWh | Before Competition Groups | 50.4767 | 0 | 0 | 3824.1716 | 0.013199 | 17 | Commercial_2024_SC C_GWh_Before Competition Groups_17 | Refrigerated Display Case Doors | 1.32% | 0 | 50.4767 | Commercial_2024_SC C_GWh_Before Competition Groups_Refrigerated Display Case Doors
Commercial | Com ¦ Advanced BAS/Controllers | 2024 | SC C | GWh | Before Competition Groups | 42.1675 | 0 | 0 | 3824.1716 | 0.011027 | 18 | Commercial_2024_SC C_GWh_Before Competition Groups_18 | Advanced BAS/Controllers | 1.103% | 0 | 42.1675 | Commercial_2024_SC C_GWh_Before Competition Groups_Advanced BAS/Controllers
Commercial | Com ¦ Demand Control Ventilation | 2024 | SC C | GWh | Before Competition Groups | 39.1879 | 0 | 0 | 3824.1716 | 0.010247 | 19 | Commercial_2024_SC C_GWh_Before Competition Groups_19 | Demand Control Ventilation | 1.025% | 0 | 39.1879 | Commercial_2024_SC C_GWh_Before Competition Groups_Demand Control Ventilation
Commercial | Com ¦ Centrally controlled desktop PC/NETWORK PC POWER MANAGEMENT SOFTWARE | 2024 | SC C | GWh | Before Competition Groups | 37.5763 | 0 | 0 | 3824.1716 | 0.009826 | 20 | Commercial_2024_SC C_GWh_Before Competition Groups_20 | Centrally controlled desktop PC/NETWORK PC POWER MANAGEMENT SOFTWARE | 0.9826% | 0 | 37.5763 | Commercial_2024_SC C_GWh_Before Competition Groups_Centrally controlled desktop PC/NETWORK PC POWER MANAGEMENT SOFTWARE
Commercial | Com ¦ Variable Frequency Drive (VFD) | 2024 | SC C | GWh | Before Competition Groups | 35.5 | 0 | 0 | 3824.1716 | 0.009283 | 21 | Commercial_2024_SC C_GWh_Before Competition Groups_21 | Variable Frequency Drive (VFD) | 0.9283% | 0 | 35.5 | Commercial_2024_SC C_GWh_Before Competition Groups_Variable Frequency Drive (VFD)
Commercial | Com ¦ VFD on Pumps | 2024 | SC C | GWh | Before Competition Groups | 33.1523 | 0 | 0 | 3824.1716 | 0.0086691 | 22 | Commercial_2024_SC C_GWh_Before Competition Groups_22 | VFD on Pumps | 0.8669% | 0 | 33.1523 | Commercial_2024_SC C_GWh_Before Competition Groups_VFD on Pumps
Commercial | Com ¦ Adaptive Thermostats | 2024 | SC C | GWh | Before Competition Groups | 28.773 | 0 | 0 | 3824.1716 | 0.007524 | 23 | Commercial_2024_SC C_GWh_Before Competition Groups_23 | Adaptive Thermostats | 0.7524% | 0 | 28.773 | Commercial_2024_SC C_GWh_Before Competition Groups_Adaptive Thermostats
Commercial | Com ¦ Air Handler with Dedicated Outdoor Air Systems | 2024 | SC C | GWh | Before Competition Groups | 19.9858 | 0 | 0 | 3824.1716 | 0.0052262 | 24 | Commercial_2024_SC C_GWh_Before Competition Groups_24 | Air Handler with Dedicated Outdoor Air Systems | 0.5226% | 0 | 19.9858 | Commercial_2024_SC C_GWh_Before Competition Groups_Air Handler with Dedicated Outdoor Air Systems
Commercial | Com ¦ Unitary Air-Conditioning Unit | 2024 | SC C | GWh | Before Competition Groups | 17.6107 | 0 | 0 | 3824.1716 | 0.0046051 | 25 | Commercial_2024_SC C_GWh_Before Competition Groups_25 | Unitary Air-Conditioning Unit | 0.4605% | 0 | 17.6107 | Commercial_2024_SC C_GWh_Before Competition Groups_Unitary Air-Conditioning Unit
Commercial | Com ¦ Refrigerated Display Case LED | 2024 | SC C | GWh | Before Competition Groups | 17.2421 | 0 | 0 | 3824.1716 | 0.0045087 | 26 | Commercial_2024_SC C_GWh_Before Competition Groups_26 | Refrigerated Display Case LED | 0.4509% | 0 | 17.2421 | Commercial_2024_SC C_GWh_Before Competition Groups_Refrigerated Display Case LED
Commercial | Com ¦ ECM MOTORS FOR EVAPORATOR FANS for refrigeration (WALK-IN) | 2024 | SC C | GWh | Before Competition Groups | 16.5592 | 0 | 0 | 3824.1716 | 0.0043301 | 27 | Commercial_2024_SC C_GWh_Before Competition Groups_27 | ECM MOTORS FOR EVAPORATOR FANS for refrigeration (WALK-IN) | 0.433% | 0 | 16.5592 | Commercial_2024_SC C_GWh_Before Competition Groups_ECM MOTORS FOR EVAPORATOR FANS for refrigeration (WALK-IN)
Commercial | Com ¦ Condensing Unit Heaters or other Efficient Unit Heating System | 2024 | SC C | GWh | Before Competition Groups | 16.0241 | 0 | 0 | 3824.1716 | 0.0041902 | 28 | Commercial_2024_SC C_GWh_Before Competition Groups_28 | Condensing Unit Heaters or other Efficient Unit Heating System | 0.419% | 0 | 16.0241 | Commercial_2024_SC C_GWh_Before Competition Groups_Condensing Unit Heaters or other Efficient Unit Heating System
Commercial | Com ¦ Demand Control Kitchen Ventilation | 2024 | SC C | GWh | Before Competition Groups | 13.787 | 0 | 0 | 3824.1716 | 0.0036052 | 29 | Commercial_2024_SC C_GWh_Before Competition Groups_29 | Demand Control Kitchen Ventilation | 0.3605% | 0 | 13.787 | Commercial_2024_SC C_GWh_Before Competition Groups_Demand Control Kitchen Ventilation
Commercial | Com ¦ Freezer Case Light Sensor | 2024 | SC C | GWh | Before Competition Groups | 13.5932 | 0 | 0 | 3824.1716 | 0.0035545 | 30 | Commercial_2024_SC C_GWh_Before Competition Groups_30 | Freezer Case Light Sensor | 0.3555% | 0 | 13.5932 | Commercial_2024_SC C_GWh_Before Competition Groups_Freezer Case Light Sensor
Commercial | Com ¦ Evaporator Fan Controls | 2024 | SC C | GWh | Before Competition Groups | 13.2596 | 0 | 0 | 3824.1716 | 0.0034673 | 31 | Commercial_2024_SC C_GWh_Before Competition Groups_31 | Evaporator Fan Controls | 0.3467% | 0 | 13.2596 | Commercial_2024_SC C_GWh_Before Competition Groups_Evaporator Fan Controls
Commercial | Com ¦ ENERGY STAR Griddle (74% eff) | 2024 | SC C | GWh | Before Competition Groups | 12.1501 | 0 | 0 | 3824.1716 | 0.0031772 | 32 | Commercial_2024_SC C_GWh_Before Competition Groups_32 | ENERGY STAR Griddle (74% eff) | 0.3177% | 0 | 12.1501 | Commercial_2024_SC C_GWh_Before Competition Groups_ENERGY STAR Griddle (74% eff)
Commercial | Com ¦ Chilled Water Optimization | 2024 | SC C | GWh | Before Competition Groups | 10.1381 | 0 | 0 | 3824.1716 | 0.002651 | 33 | Commercial_2024_SC C_GWh_Before Competition Groups_33 | Chilled Water Optimization | 0.2651% | 0 | 10.1381 | Commercial_2024_SC C_GWh_Before Competition Groups_Chilled Water Optimization
Commercial | Com ¦ Occupancy Sensors | 2024 | SC C | GWh | Before Competition Groups | 9.6738 | 0 | 0 | 3824.1716 | 0.0025296 | 34 | Commercial_2024_SC C_GWh_Before Competition Groups_34 | Occupancy Sensors | 0.253% | 0 | 9.6738 | Commercial_2024_SC C_GWh_Before Competition Groups_Occupancy Sensors
Commercial | Com ¦ Door Gasket Freezer/Refrigerator | 2024 | SC C | GWh | Before Competition Groups | 7.1622 | 0 | 0 | 3824.1716 | 0.0018729 | 35 | Commercial_2024_SC C_GWh_Before Competition Groups_35 | Door Gasket Freezer/Refrigerator | 0.1873% | 0 | 7.1622 | Commercial_2024_SC C_GWh_Before Competition Groups_Door Gasket Freezer/Refrigerator
Commercial | Com ¦ Elec Storage WH 2.30 Et | 2024 | SC C | GWh | Before Competition Groups | 5.1861 | 0 | 0 | 3824.1716 | 0.0013561 | 36 | Commercial_2024_SC C_GWh_Before Competition Groups_36 | Elec Storage WH 2.30 Et | 0.1356% | 0 | 5.1861 | Commercial_2024_SC C_GWh_Before Competition Groups_Elec Storage WH 2.30 Et
Commercial | Com ¦ Temperature Adjustment in Commercial Freezers | 2024 | SC C | GWh | Before Competition Groups | 5.0757 | 0 | 0 | 3824.1716 | 0.0013273 | 37 | Commercial_2024_SC C_GWh_Before Competition Groups_37 | Temperature Adjustment in Commercial Freezers | 0.1327% | 0 | 5.0757 | Commercial_2024_SC C_GWh_Before Competition Groups_Temperature Adjustment in Commercial Freezers
Commercial | Com ¦ CO Sensors for parking garage exhaust fans | 2024 | SC C | GWh | Before Competition Groups | 4.6696 | 0 | 0 | 3824.1716 | 0.0012211 | 38 | Commercial_2024_SC C_GWh_Before Competition Groups_38 | CO Sensors for parking garage exhaust fans | 0.1221% | 0 | 4.6696 | Commercial_2024_SC C_GWh_Before Competition Groups_CO Sensors for parking garage exhaust fans
Commercial | Com ¦ BEVERAGE VENDING MACHINE CONTROLS | 2024 | SC C | GWh | Before Competition Groups | 4.5773 | 0 | 0 | 3824.1716 | 0.0011969 | 39 | Commercial_2024_SC C_GWh_Before Competition Groups_39 | BEVERAGE VENDING MACHINE CONTROLS | 0.1197% | 0 | 4.5773 | Commercial_2024_SC C_GWh_Before Competition Groups_BEVERAGE VENDING MACHINE CONTROLS
Commercial | Com ¦ ENERGY STAR Fryer (84% eff) | 2024 | SC C | GWh | Before Competition Groups | 4.364 | 0 | 0 | 3824.1716 | 0.0011412 | 40 | Commercial_2024_SC C_GWh_Before Competition Groups_40 | ENERGY STAR Fryer (84% eff) | 0.1141% | 0 | 4.364 | Commercial_2024_SC C_GWh_Before Competition Groups_ENERGY STAR Fryer (84% eff)
Commercial | Com ¦ Energy Efficient Laboratory Fume Hood | 2024 | SC C | GWh | Before Competition Groups | 4.2972 | 0 | 0 | 3824.1716 | 0.0011237 | 41 | Commercial_2024_SC C_GWh_Before Competition Groups_41 | Energy Efficient Laboratory Fume Hood | 0.1124% | 0 | 4.2972 | Commercial_2024_SC C_GWh_Before Competition Groups_Energy Efficient Laboratory Fume Hood
Commercial | Com ¦ Outside Air Economizer | 2024 | SC C | GWh | Before Competition Groups | 4.0422 | 0 | 0 | 3824.1716 | 0.001057 | 42 | Commercial_2024_SC C_GWh_Before Competition Groups_42 | Outside Air Economizer | 0.1057% | 0 | 4.0422 | Commercial_2024_SC C_GWh_Before Competition Groups_Outside Air Economizer
Commercial | Com ¦ Vertical Night Covers | 2024 | SC C | GWh | Before Competition Groups | 3.9332 | 0 | 0 | 3824.1716 | 0.0010285 | 43 | Commercial_2024_SC C_GWh_Before Competition Groups_43 | Vertical Night Covers | 0.1029% | 0 | 3.9332 | Commercial_2024_SC C_GWh_Before Competition Groups_Vertical Night Covers
Commercial | Com ¦ Duct Insulation, R8 | 2024 | SC C | GWh | Before Competition Groups | 3.5646 | 0 | 0 | 3824.1716 | 0.00093212 | 44 | Commercial_2024_SC C_GWh_Before Competition Groups_44 | Duct Insulation, R8 | 0.09321% | 0 | 3.5646 | Commercial_2024_SC C_GWh_Before Competition Groups_Duct Insulation, R8
Commercial | Com ¦ Water Heating (DHW) Pipe Insulation (Add 3/4\ Foam)" | 2024 | SC C | GWh | Before Competition Groups | 3.4045 | 0 | 0 | 3824.1716 | 0.00089027 | 45 | Commercial_2024_SC C_GWh_Before Competition Groups_45 | Water Heating (DHW) Pipe Insulation (Add 3/4\ Foam)" | 0.08903% | 0 | 3.4045 | Commercial_2024_SC C_GWh_Before Competition Groups_Water Heating (DHW) Pipe Insulation (Add 3/4\ Foam)"
Commercial | Com ¦ Water Source Heat Pump (4 ton) | 2024 | SC C | GWh | Before Competition Groups | 3.2456 | 0 | 0 | 3824.1716 | 0.0008487 | 46 | Commercial_2024_SC C_GWh_Before Competition Groups_46 | Water Source Heat Pump (4 ton) | 0.08487% | 0 | 3.2456 | Commercial_2024_SC C_GWh_Before Competition Groups_Water Source Heat Pump (4 ton)
Commercial | Com ¦ ENERGY STAR Dishwasher | 2024 | SC C | GWh | Before Competition Groups | 2.1711 | 0 | 0 | 3824.1716 | 0.00056772 | 47 | Commercial_2024_SC C_GWh_Before Competition Groups_47 | ENERGY STAR Dishwasher | 0.05677% | 0 | 2.1711 | Commercial_2024_SC C_GWh_Before Competition Groups_ENERGY STAR Dishwasher
Commercial | Com ¦ Suction Pipe Insulation Freezer/Refrigerator | 2024 | SC C | GWh | Before Competition Groups | 2.1535 | 0 | 0 | 3824.1716 | 0.00056312 | 48 | Commercial_2024_SC C_GWh_Before Competition Groups_48 | Suction Pipe Insulation Freezer/Refrigerator | 0.05631% | 0 | 2.1535 | Commercial_2024_SC C_GWh_Before Competition Groups_Suction Pipe Insulation Freezer/Refrigerator
Commercial | Com ¦ ENERGY STAR Steam Cookers | 2024 | SC C | GWh | Before Competition Groups | 2.0826 | 0 | 0 | 3824.1716 | 0.00054459 | 49 | Commercial_2024_SC C_GWh_Before Competition Groups_49 | ENERGY STAR Steam Cookers | 0.05446% | 0 | 2.0826 | Commercial_2024_SC C_GWh_Before Competition Groups_ENERGY STAR Steam Cookers
Commercial | Com ¦ Thermostat Setback | 2024 | SC C | GWh | Before Competition Groups | 1.6134 | 0 | 0 | 3824.1716 | 0.00042191 | 50 | Commercial_2024_SC C_GWh_Before Competition Groups_50 | Thermostat Setback | 0.04219% | 0 | 1.6134 | Commercial_2024_SC C_GWh_Before Competition Groups_Thermostat Setback
Commercial | Com ¦ Ozone Laundry Treatment | 2024 | SC C | GWh | Before Competition Groups | 1.0401 | 0 | 0 | 3824.1716 | 0.00027197 | 51 | Commercial_2024_SC C_GWh_Before Competition Groups_51 | Ozone Laundry Treatment | 0.0272% | 0 | 1.0401 | Commercial_2024_SC C_GWh_Before Competition Groups_Ozone Laundry Treatment
Commercial | Com ¦ Demand controlled Circulating Systems | 2024 | SC C | GWh | Before Competition Groups | 0.72429 | 0 | 0 | 3824.1716 | 0.0001894 | 52 | Commercial_2024_SC C_GWh_Before Competition Groups_52 | Demand controlled Circulating Systems | 0.01894% | 0 | 0.72429 | Commercial_2024_SC C_GWh_Before Competition Groups_Demand controlled Circulating Systems
Commercial | Com ¦ LLLC - High Impact Application | 2024 | SC C | GWh | Before Competition Groups | 0.65166 | 0 | 0 | 3824.1716 | 0.00017041 | 53 | Commercial_2024_SC C_GWh_Before Competition Groups_53 | LLLC - High Impact Application | 0.01704% | 0 | 0.65166 | Commercial_2024_SC C_GWh_Before Competition Groups_LLLC - High Impact Application
Commercial | Com ¦ Condensing Make Up Air Unit | 2024 | SC C | GWh | Before Competition Groups | 0.59783 | 0 | 0 | 3824.1716 | 0.00015633 | 54 | Commercial_2024_SC C_GWh_Before Competition Groups_54 | Condensing Make Up Air Unit | 0.01563% | 0 | 0.59783 | Commercial_2024_SC C_GWh_Before Competition Groups_Condensing Make Up Air Unit
Commercial | Com ¦ ECM MOTORS FOR HVAC APPLICATION (FAN-POWERED VAV BOX) | 2024 | SC C | GWh | Before Competition Groups | 0.51929 | 0 | 0 | 3824.1716 | 0.00013579 | 55 | Commercial_2024_SC C_GWh_Before Competition Groups_55 | ECM MOTORS FOR HVAC APPLICATION (FAN-POWERED VAV BOX) | 0.01358% | 0 | 0.51929 | Commercial_2024_SC C_GWh_Before Competition Groups_ECM MOTORS FOR HVAC APPLICATION (FAN-POWERED VAV BOX)
Commercial | Com ¦ CEE Tier 2/Energy Star Clothes Washers | 2024 | SC C | GWh | Before Competition Groups | 0.43101 | 0 | 0 | 3824.1716 | 0.00011271 | 56 | Commercial_2024_SC C_GWh_Before Competition Groups_56 | CEE Tier 2/Energy Star Clothes Washers | 0.01127% | 0 | 0.43101 | Commercial_2024_SC C_GWh_Before Competition Groups_CEE Tier 2/Energy Star Clothes Washers
Commercial | Com ¦ LLLC - Low Impact Application | 2024 | SC C | GWh | Before Competition Groups | 0.39457 | 0 | 0 | 3824.1716 | 0.00010318 | 57 | Commercial_2024_SC C_GWh_Before Competition Groups_57 | LLLC - Low Impact Application | 0.01032% | 0 | 0.39457 | Commercial_2024_SC C_GWh_Before Competition Groups_LLLC - Low Impact Application
Commercial | Com ¦ Low Flow Pre-Rinse Spray Nozzle | 2024 | SC C | GWh | Before Competition Groups | 0.23512 | 0 | 0 | 3824.1716 | 6.1482e-05 | 58 | Commercial_2024_SC C_GWh_Before Competition Groups_58 | Low Flow Pre-Rinse Spray Nozzle | 0.006148% | 0 | 0.23512 | Commercial_2024_SC C_GWh_Before Competition Groups_Low Flow Pre-Rinse Spray Nozzle
Commercial | Com ¦ Auto Off Time Switch or Time Clock control | 2024 | SC C | GWh | Before Competition Groups | 0.19976 | 0 | 0 | 3824.1716 | 5.2236e-05 | 59 | Commercial_2024_SC C_GWh_Before Competition Groups_59 | Auto Off Time Switch or Time Clock control | 0.005224% | 0 | 0.19976 | Commercial_2024_SC C_GWh_Before Competition Groups_Auto Off Time Switch or Time Clock control
Commercial | COM ¦ Ductless Mini-Split Heat Pumps | 2024 | SC C | GWh | Before Competition Groups | 0.17439 | 0 | 0 | 3824.1716 | 4.5603e-05 | 60 | Commercial_2024_SC C_GWh_Before Competition Groups_60 | Ductless Mini-Split Heat Pumps | 0.00456% | 0 | 0.17439 | Commercial_2024_SC C_GWh_Before Competition Groups_Ductless Mini-Split Heat Pumps
Commercial | Com ¦ HVAC Optimization | 2024 | SC C | GWh | Before Competition Groups | 0.17381 | 0 | 0 | 3824.1716 | 4.5449e-05 | 61 | Commercial_2024_SC C_GWh_Before Competition Groups_61 | HVAC Optimization | 0.004545% | 0 | 0.17381 | Commercial_2024_SC C_GWh_Before Competition Groups_HVAC Optimization
Commercial | Com ¦ Notched V belts for HVAC Systems | 2024 | SC C | GWh | Before Competition Groups | 0.16312 | 0 | 0 | 3824.1716 | 4.2655e-05 | 62 | Commercial_2024_SC C_GWh_Before Competition Groups_62 | Notched V belts for HVAC Systems | 0.004265% | 0 | 0.16312 | Commercial_2024_SC C_GWh_Before Competition Groups_Notched V belts for HVAC Systems
Commercial | Com ¦ Solar Water Preheat (Pools/DHW) | 2024 | SC C | GWh | Before Competition Groups | 0.10551 | 0 | 0 | 3824.1716 | 2.7592e-05 | 63 | Commercial_2024_SC C_GWh_Before Competition Groups_63 | Solar Water Preheat (Pools/DHW) | 0.002759% | 0 | 0.10551 | Commercial_2024_SC C_GWh_Before Competition Groups_Solar Water Preheat (Pools/DHW)
Commercial | Com ¦ PTAC (12 EER/10,000 BTU) | 2024 | SC C | GWh | Before Competition Groups | 0.091657 | 0 | 0 | 3824.1716 | 2.3968e-05 | 64 | Commercial_2024_SC C_GWh_Before Competition Groups_64 | PTAC (12 EER/10,000 BTU) | 0.002397% | 0 | 0.091657 | Commercial_2024_SC C_GWh_Before Competition Groups_PTAC (12 EER/10,000 BTU)
Commercial | Com ¦ Commercial Hot Food Holding Cabinets | 2024 | SC C | GWh | Before Competition Groups | 0.077376 | 0 | 0 | 3824.1716 | 2.0233e-05 | 65 | Commercial_2024_SC C_GWh_Before Competition Groups_65 | Commercial Hot Food Holding Cabinets | 0.002023% | 0 | 0.077376 | Commercial_2024_SC C_GWh_Before Competition Groups_Commercial Hot Food Holding Cabinets
Commercial | Com ¦ Air Curtains | 2024 | SC C | GWh | Before Competition Groups | 0.056439 | 0 | 0 | 3824.1716 | 1.4759e-05 | 66 | Commercial_2024_SC C_GWh_Before Competition Groups_66 | Air Curtains | 0.001476% | 0 | 0.056439 | Commercial_2024_SC C_GWh_Before Competition Groups_Air Curtains
Commercial | Com ¦ Wall Insulation | 2024 | SC C | GWh | Before Competition Groups | 0.032131 | 0 | 0 | 3824.1716 | 8.402e-06 | 67 | Commercial_2024_SC C_GWh_Before Competition Groups_67 | Wall Insulation | 0.0008402% | 0 | 0.032131 | Commercial_2024_SC C_GWh_Before Competition Groups_Wall Insulation
Commercial | Com ¦ High Efficiency Chiller (avg of water and air cooled) | 2024 | SC C | GWh | Before Competition Groups | 0.016782 | 0 | 0 | 3824.1716 | 4.3884e-06 | 68 | Commercial_2024_SC C_GWh_Before Competition Groups_68 | High Efficiency Chiller (avg of water and air cooled) | 0.0004388% | 0 | 0.016782 | Commercial_2024_SC C_GWh_Before Competition Groups_High Efficiency Chiller (avg of water and air cooled)
Commercial | Com ¦ Energy Recovery Ventilation and Ventilation (Enhanced) | 2024 | SC C | GWh | Before Competition Groups | 0.015233 | 0 | 0 | 3824.1716 | 3.9833e-06 | 69 | Commercial_2024_SC C_GWh_Before Competition Groups_69 | Energy Recovery Ventilation and Ventilation (Enhanced) | 0.0003983% | 0 | 0.015233 | Commercial_2024_SC C_GWh_Before Competition Groups_Energy Recovery Ventilation and Ventilation (Enhanced)
Commercial | Com ¦ VSD Air Compressor | 2024 | SC C | GWh | Before Competition Groups | 0.011094 | 0 | 0 | 3824.1716 | 2.901e-06 | 70 | Commercial_2024_SC C_GWh_Before Competition Groups_70 | VSD Air Compressor | 0.0002901% | 0 | 0.011094 | Commercial_2024_SC C_GWh_Before Competition Groups_VSD Air Compressor
Commercial | Com ¦ EC Plug Fan for Data Center (under cabinet) | 2024 | SC C | GWh | Before Competition Groups | 0.0056191 | 0 | 0 | 3824.1716 | 1.4694e-06 | 71 | Commercial_2024_SC C_GWh_Before Competition Groups_71 | EC Plug Fan for Data Center (under cabinet) | 0.0001469% | 0 | 0.0056191 | Commercial_2024_SC C_GWh_Before Competition Groups_EC Plug Fan for Data Center (under cabinet)
Commercial | Com ¦ Room AC (w/ louvered sides) 14 SEER from 12 SEER code | 2024 | SC C | GWh | Before Competition Groups | 0.0049773 | 0 | 0 | 3824.1716 | 1.3015e-06 | 72 | Commercial_2024_SC C_GWh_Before Competition Groups_72 | Room AC (w/ louvered sides) 14 SEER from 12 SEER code | 0.0001302% | 0 | 0.0049773 | Commercial_2024_SC C_GWh_Before Competition Groups_Room AC (w/ louvered sides) 14 SEER from 12 SEER code
Commercial | Com ¦ Networked/Connected - High Impact Application | 2024 | SC C | GWh | Before Competition Groups | 0.0021779 | 0 | 0 | 3824.1716 | 5.6951e-07 | 73 | Commercial_2024_SC C_GWh_Before Competition Groups_73 | Networked/Connected - High Impact Application | 5.695e-05% | 0 | 0.0021779 | Commercial_2024_SC C_GWh_Before Competition Groups_Networked/Connected - High Impact Application
Commercial | Com ¦ Electric Convection Combination Ovens | 2024 | SC C | GWh | Before Competition Groups | 0.0012814 | 0 | 0 | 3824.1716 | 3.3509e-07 | 74 | Commercial_2024_SC C_GWh_Before Competition Groups_74 | Electric Convection Combination Ovens | 3.351e-05% | 0 | 0.0012814 | Commercial_2024_SC C_GWh_Before Competition Groups_Electric Convection Combination Ovens
Commercial | Com ¦ Networked/Connected - Low Impact Application | 2024 | SC C | GWh | Before Competition Groups | 0.00010579 | 0 | 0 | 3824.1716 | 2.7663e-08 | 75 | Commercial_2024_SC C_GWh_Before Competition Groups_75 | Networked/Connected - Low Impact Application | 2.766e-06% | 0 | 0.00010579 | Commercial_2024_SC C_GWh_Before Competition Groups_Networked/Connected - Low Impact Application
Commercial | Com ¦ High Efficiency Small Instantaneous Water Heater | 2024 | SC C | GWh | Before Competition Groups | 7.7748e-05 | 0 | 0 | 3824.1716 | 2.0331e-08 | 76 | Commercial_2024_SC C_GWh_Before Competition Groups_76 | High Efficiency Small Instantaneous Water Heater | 2.033e-06% | 0 | 7.7748e-05 | Commercial_2024_SC C_GWh_Before Competition Groups_High Efficiency Small Instantaneous Water Heater
Commercial | Com ¦ Efficient compressor motor | 2024 | SC C | GWh | Before Competition Groups | 0 | 0 | 0 | 3824.1716 | 0 | 77 | Commercial_2024_SC C_GWh_Before Competition Groups_77 | Efficient compressor motor | 0% | 0 | 0 | Commercial_2024_SC C_GWh_Before Competition Groups_Efficient compressor motor
Commercial | Com ¦ Indoor Daylight Sensors/Photocell Dimming Control | 2024 | SC C | GWh | Before Competition Groups | 0 | 0 | 0 | 3824.1716 | 0 | 78 | Commercial_2024_SC C_GWh_Before Competition Groups_78 | Indoor Daylight Sensors/Photocell Dimming Control | 0% | 0 | 0 | Commercial_2024_SC C_GWh_Before Competition Groups_Indoor Daylight Sensors/Photocell Dimming Control
Commercial | Com ¦ LED RECESSED DOWNLIGHTS | 2024 | SC C | GWh | Before Competition Groups | 0 | 0 | 0 | 3824.1716 | 0 | 79 | Commercial_2024_SC C_GWh_Before Competition Groups_79 | LED RECESSED DOWNLIGHTS | 0% | 0 | 0 | Commercial_2024_SC C_GWh_Before Competition Groups_LED RECESSED DOWNLIGHTS
Commercial | Com ¦ Variable Refrigerant Flow Heat Pump | 2024 | SC C | GWh | Before Competition Groups | 0 | 0 | 0 | 3824.1716 | 0 | 80 | Commercial_2024_SC C_GWh_Before Competition Groups_80 | Variable Refrigerant Flow Heat Pump | 0% | 0 | 0 | Commercial_2024_SC C_GWh_Before Competition Groups_Variable Refrigerant Flow Heat Pump
Commercial | Com ¦ ENERGY STAR LED LAMPS (REFLECTOR LAMPs/MR16/PAR 16) | 2024 | SC D | GWh | Before Competition Groups | 585.5579 | 0 | 0 | 3548.3552 | 0.16502 | 1 | Commercial_2024_SC D_GWh_Before Competition Groups_1 | ENERGY STAR LED LAMPS (REFLECTOR LAMPs/MR16/PAR 16) | 16.5% | 0 | 585.5579 | Commercial_2024_SC D_GWh_Before Competition Groups_ENERGY STAR LED LAMPS (REFLECTOR LAMPs/MR16/PAR 16)
Commercial | Com ¦ LED parking lot fixture | 2024 | SC D | GWh | Before Competition Groups | 344.5954 | 0 | 0 | 3548.3552 | 0.097114 | 2 | Commercial_2024_SC D_GWh_Before Competition Groups_2 | LED parking lot fixture | 9.711% | 0 | 344.5954 | Commercial_2024_SC D_GWh_Before Competition Groups_LED parking lot fixture
Commercial | Com ¦ LED EXTERIOR AREA LIGHTS - LED fixture (200W) | 2024 | SC D | GWh | Before Competition Groups | 336.4271 | 0 | 0 | 3548.3552 | 0.094812 | 3 | Commercial_2024_SC D_GWh_Before Competition Groups_3 | LED EXTERIOR AREA LIGHTS - LED fixture (200W) | 9.481% | 0 | 336.4271 | Commercial_2024_SC D_GWh_Before Competition Groups_LED EXTERIOR AREA LIGHTS - LED fixture (200W)
Commercial | Com ¦ LED Low/High Bay | 2024 | SC D | GWh | Before Competition Groups | 294.2502 | 0 | 0 | 3548.3552 | 0.082926 | 4 | Commercial_2024_SC D_GWh_Before Competition Groups_4 | LED Low/High Bay | 8.293% | 0 | 294.2502 | Commercial_2024_SC D_GWh_Before Competition Groups_LED Low/High Bay
Commercial | Com ¦ LED Troffer/Surface/Suspended | 2024 | SC D | GWh | Before Competition Groups | 284.9098 | 0 | 0 | 3548.3552 | 0.080293 | 5 | Commercial_2024_SC D_GWh_Before Competition Groups_5 | LED Troffer/Surface/Suspended | 8.029% | 0 | 284.9098 | Commercial_2024_SC D_GWh_Before Competition Groups_LED Troffer/Surface/Suspended
Commercial | Com ¦ LED Replacement Lamp (Tube) | 2024 | SC D | GWh | Before Competition Groups | 265.0391 | 0 | 0 | 3548.3552 | 0.074694 | 6 | Commercial_2024_SC D_GWh_Before Competition Groups_6 | LED Replacement Lamp (Tube) | 7.469% | 0 | 265.0391 | Commercial_2024_SC D_GWh_Before Competition Groups_LED Replacement Lamp (Tube)
Commercial | Com ¦ Building Recommissioning, Operations and Maintenance (O&M) Improvements | 2024 | SC D | GWh | Before Competition Groups | 164.7984 | 0 | 0 | 3548.3552 | 0.046444 | 7 | Commercial_2024_SC D_GWh_Before Competition Groups_7 | Building Recommissioning, Operations and Maintenance (O&M) Improvements | 4.644% | 0 | 164.7984 | Commercial_2024_SC D_GWh_Before Competition Groups_Building Recommissioning, Operations and Maintenance (O&M) Improvements
Commercial | Com ¦ LED street light fixture | 2024 | SC D | GWh | Before Competition Groups | 150.1081 | 0 | 0 | 3548.3552 | 0.042304 | 8 | Commercial_2024_SC D_GWh_Before Competition Groups_8 | LED street light fixture | 4.23% | 0 | 150.1081 | Commercial_2024_SC D_GWh_Before Competition Groups_LED street light fixture
Commercial | Com ¦ Data Center Storage/Server Virtualization | 2024 | SC D | GWh | Before Competition Groups | 126.8331 | 0 | 0 | 3548.3552 | 0.035744 | 9 | Commercial_2024_SC D_GWh_Before Competition Groups_9 | Data Center Storage/Server Virtualization | 3.574% | 0 | 126.8331 | Commercial_2024_SC D_GWh_Before Competition Groups_Data Center Storage/Server Virtualization
Commercial | Com ¦ Furnace Tune-Up | 2024 | SC D | GWh | Before Competition Groups | 106.5426 | 0 | 0 | 3548.3552 | 0.030026 | 10 | Commercial_2024_SC D_GWh_Before Competition Groups_10 | Furnace Tune-Up | 3.003% | 0 | 106.5426 | Commercial_2024_SC D_GWh_Before Competition Groups_Furnace Tune-Up
Commercial | Com ¦ Reach-in Shaded Pole to ECM/PSC Evaporator Fan Motor | 2024 | SC D | GWh | Before Competition Groups | 92.4311 | 0 | 0 | 3548.3552 | 0.026049 | 11 | Commercial_2024_SC D_GWh_Before Competition Groups_11 | Reach-in Shaded Pole to ECM/PSC Evaporator Fan Motor | 2.605% | 0 | 92.4311 | Commercial_2024_SC D_GWh_Before Competition Groups_Reach-in Shaded Pole to ECM/PSC Evaporator Fan Motor
Commercial | Com ¦ High Efficiency Air Source Heat Pump | 2024 | SC D | GWh | Before Competition Groups | 90.0021 | 0 | 0 | 3548.3552 | 0.025364 | 12 | Commercial_2024_SC D_GWh_Before Competition Groups_12 | High Efficiency Air Source Heat Pump | 2.536% | 0 | 90.0021 | Commercial_2024_SC D_GWh_Before Competition Groups_High Efficiency Air Source Heat Pump
Commercial | Com ¦ ENERGY STAR LED LAMPS (General Service Lamps) | 2024 | SC D | GWh | Before Competition Groups | 80.2652 | 0 | 0 | 3548.3552 | 0.02262 | 13 | Commercial_2024_SC D_GWh_Before Competition Groups_13 | ENERGY STAR LED LAMPS (General Service Lamps) | 2.262% | 0 | 80.2652 | Commercial_2024_SC D_GWh_Before Competition Groups_ENERGY STAR LED LAMPS (General Service Lamps)
Commercial | Com ¦ LED or Equivalent Sign Lighting | 2024 | SC D | GWh | Before Competition Groups | 62.0662 | 0 | 0 | 3548.3552 | 0.017492 | 14 | Commercial_2024_SC D_GWh_Before Competition Groups_14 | LED or Equivalent Sign Lighting | 1.749% | 0 | 62.0662 | Commercial_2024_SC D_GWh_Before Competition Groups_LED or Equivalent Sign Lighting
Commercial | Com ¦ Education and Capacity Building/Energy Behavior | 2024 | SC D | GWh | Before Competition Groups | 59.6905 | 0 | 0 | 3548.3552 | 0.016822 | 15 | Commercial_2024_SC D_GWh_Before Competition Groups_15 | Education and Capacity Building/Energy Behavior | 1.682% | 0 | 59.6905 | Commercial_2024_SC D_GWh_Before Competition Groups_Education and Capacity Building/Energy Behavior
Commercial | Com ¦ Strip Curtains | 2024 | SC D | GWh | Before Competition Groups | 55.7692 | 0 | 0 | 3548.3552 | 0.015717 | 16 | Commercial_2024_SC D_GWh_Before Competition Groups_16 | Strip Curtains | 1.572% | 0 | 55.7692 | Commercial_2024_SC D_GWh_Before Competition Groups_Strip Curtains
Commercial | Com ¦ Advanced BAS/Controllers | 2024 | SC D | GWh | Before Competition Groups | 44.4046 | 0 | 0 | 3548.3552 | 0.012514 | 17 | Commercial_2024_SC D_GWh_Before Competition Groups_17 | Advanced BAS/Controllers | 1.251% | 0 | 44.4046 | Commercial_2024_SC D_GWh_Before Competition Groups_Advanced BAS/Controllers
Commercial | Com ¦ Centrally controlled desktop PC/NETWORK PC POWER MANAGEMENT SOFTWARE | 2024 | SC D | GWh | Before Competition Groups | 37.5357 | 0 | 0 | 3548.3552 | 0.010578 | 18 | Commercial_2024_SC D_GWh_Before Competition Groups_18 | Centrally controlled desktop PC/NETWORK PC POWER MANAGEMENT SOFTWARE | 1.058% | 0 | 37.5357 | Commercial_2024_SC D_GWh_Before Competition Groups_Centrally controlled desktop PC/NETWORK PC POWER MANAGEMENT SOFTWARE
Commercial | Com ¦ Refrigerated Display Case Doors | 2024 | SC D | GWh | Before Competition Groups | 36.4873 | 0 | 0 | 3548.3552 | 0.010283 | 19 | Commercial_2024_SC D_GWh_Before Competition Groups_19 | Refrigerated Display Case Doors | 1.028% | 0 | 36.4873 | Commercial_2024_SC D_GWh_Before Competition Groups_Refrigerated Display Case Doors
Commercial | Com ¦ Variable Frequency Drive (VFD) | 2024 | SC D | GWh | Before Competition Groups | 34.4869 | 0 | 0 | 3548.3552 | 0.0097191 | 20 | Commercial_2024_SC D_GWh_Before Competition Groups_20 | Variable Frequency Drive (VFD) | 0.9719% | 0 | 34.4869 | Commercial_2024_SC D_GWh_Before Competition Groups_Variable Frequency Drive (VFD)
Commercial | Com ¦ VFD on Pumps | 2024 | SC D | GWh | Before Competition Groups | 32.0121 | 0 | 0 | 3548.3552 | 0.0090217 | 21 | Commercial_2024_SC D_GWh_Before Competition Groups_21 | VFD on Pumps | 0.9022% | 0 | 32.0121 | Commercial_2024_SC D_GWh_Before Competition Groups_VFD on Pumps
Commercial | Com ¦ Demand Control Ventilation | 2024 | SC D | GWh | Before Competition Groups | 30.3513 | 0 | 0 | 3548.3552 | 0.0085536 | 22 | Commercial_2024_SC D_GWh_Before Competition Groups_22 | Demand Control Ventilation | 0.8554% | 0 | 30.3513 | Commercial_2024_SC D_GWh_Before Competition Groups_Demand Control Ventilation
Commercial | Com ¦ Adaptive Thermostats | 2024 | SC D | GWh | Before Competition Groups | 27.5269 | 0 | 0 | 3548.3552 | 0.0077577 | 23 | Commercial_2024_SC D_GWh_Before Competition Groups_23 | Adaptive Thermostats | 0.7758% | 0 | 27.5269 | Commercial_2024_SC D_GWh_Before Competition Groups_Adaptive Thermostats
Commercial | Com ¦ ECM MOTORS FOR EVAPORATOR FANS for refrigeration (WALK-IN) | 2024 | SC D | GWh | Before Competition Groups | 16.3718 | 0 | 0 | 3548.3552 | 0.0046139 | 24 | Commercial_2024_SC D_GWh_Before Competition Groups_24 | ECM MOTORS FOR EVAPORATOR FANS for refrigeration (WALK-IN) | 0.4614% | 0 | 16.3718 | Commercial_2024_SC D_GWh_Before Competition Groups_ECM MOTORS FOR EVAPORATOR FANS for refrigeration (WALK-IN)
Commercial | Com ¦ Condensing Unit Heaters or other Efficient Unit Heating System | 2024 | SC D | GWh | Before Competition Groups | 15.9582 | 0 | 0 | 3548.3552 | 0.0044974 | 25 | Commercial_2024_SC D_GWh_Before Competition Groups_25 | Condensing Unit Heaters or other Efficient Unit Heating System | 0.4497% | 0 | 15.9582 | Commercial_2024_SC D_GWh_Before Competition Groups_Condensing Unit Heaters or other Efficient Unit Heating System
Commercial | Com ¦ Refrigerated Display Case LED | 2024 | SC D | GWh | Before Competition Groups | 15.4376 | 0 | 0 | 3548.3552 | 0.0043506 | 26 | Commercial_2024_SC D_GWh_Before Competition Groups_26 | Refrigerated Display Case LED | 0.4351% | 0 | 15.4376 | Commercial_2024_SC D_GWh_Before Competition Groups_Refrigerated Display Case LED
Commercial | Com ¦ Unitary Air-Conditioning Unit | 2024 | SC D | GWh | Before Competition Groups | 15.3129 | 0 | 0 | 3548.3552 | 0.0043155 | 27 | Commercial_2024_SC D_GWh_Before Competition Groups_27 | Unitary Air-Conditioning Unit | 0.4316% | 0 | 15.3129 | Commercial_2024_SC D_GWh_Before Competition Groups_Unitary Air-Conditioning Unit
Commercial | Com ¦ Air Handler with Dedicated Outdoor Air Systems | 2024 | SC D | GWh | Before Competition Groups | 15.121 | 0 | 0 | 3548.3552 | 0.0042614 | 28 | Commercial_2024_SC D_GWh_Before Competition Groups_28 | Air Handler with Dedicated Outdoor Air Systems | 0.4261% | 0 | 15.121 | Commercial_2024_SC D_GWh_Before Competition Groups_Air Handler with Dedicated Outdoor Air Systems
Commercial | Com ¦ Evaporator Fan Controls | 2024 | SC D | GWh | Before Competition Groups | 13.2596 | 0 | 0 | 3548.3552 | 0.0037368 | 29 | Commercial_2024_SC D_GWh_Before Competition Groups_29 | Evaporator Fan Controls | 0.3737% | 0 | 13.2596 | Commercial_2024_SC D_GWh_Before Competition Groups_Evaporator Fan Controls
Commercial | Com ¦ Demand Control Kitchen Ventilation | 2024 | SC D | GWh | Before Competition Groups | 12.7722 | 0 | 0 | 3548.3552 | 0.0035995 | 30 | Commercial_2024_SC D_GWh_Before Competition Groups_30 | Demand Control Kitchen Ventilation | 0.3599% | 0 | 12.7722 | Commercial_2024_SC D_GWh_Before Competition Groups_Demand Control Kitchen Ventilation
Commercial | Com ¦ ENERGY STAR Griddle (74% eff) | 2024 | SC D | GWh | Before Competition Groups | 12.1501 | 0 | 0 | 3548.3552 | 0.0034241 | 31 | Commercial_2024_SC D_GWh_Before Competition Groups_31 | ENERGY STAR Griddle (74% eff) | 0.3424% | 0 | 12.1501 | Commercial_2024_SC D_GWh_Before Competition Groups_ENERGY STAR Griddle (74% eff)
Commercial | Com ¦ Chilled Water Optimization | 2024 | SC D | GWh | Before Competition Groups | 10.1381 | 0 | 0 | 3548.3552 | 0.0028571 | 32 | Commercial_2024_SC D_GWh_Before Competition Groups_32 | Chilled Water Optimization | 0.2857% | 0 | 10.1381 | Commercial_2024_SC D_GWh_Before Competition Groups_Chilled Water Optimization
Commercial | Com ¦ Occupancy Sensors | 2024 | SC D | GWh | Before Competition Groups | 9.6738 | 0 | 0 | 3548.3552 | 0.0027263 | 33 | Commercial_2024_SC D_GWh_Before Competition Groups_33 | Occupancy Sensors | 0.2726% | 0 | 9.6738 | Commercial_2024_SC D_GWh_Before Competition Groups_Occupancy Sensors
Commercial | Com ¦ Freezer Case Light Sensor | 2024 | SC D | GWh | Before Competition Groups | 9.5105 | 0 | 0 | 3548.3552 | 0.0026802 | 34 | Commercial_2024_SC D_GWh_Before Competition Groups_34 | Freezer Case Light Sensor | 0.268% | 0 | 9.5105 | Commercial_2024_SC D_GWh_Before Competition Groups_Freezer Case Light Sensor
Commercial | Com ¦ Door Gasket Freezer/Refrigerator | 2024 | SC D | GWh | Before Competition Groups | 6.4734 | 0 | 0 | 3548.3552 | 0.0018243 | 35 | Commercial_2024_SC D_GWh_Before Competition Groups_35 | Door Gasket Freezer/Refrigerator | 0.1824% | 0 | 6.4734 | Commercial_2024_SC D_GWh_Before Competition Groups_Door Gasket Freezer/Refrigerator
Commercial | Com ¦ Temperature Adjustment in Commercial Freezers | 2024 | SC D | GWh | Before Competition Groups | 5.0757 | 0 | 0 | 3548.3552 | 0.0014305 | 36 | Commercial_2024_SC D_GWh_Before Competition Groups_36 | Temperature Adjustment in Commercial Freezers | 0.143% | 0 | 5.0757 | Commercial_2024_SC D_GWh_Before Competition Groups_Temperature Adjustment in Commercial Freezers
Commercial | Com ¦ Elec Storage WH 2.30 Et | 2024 | SC D | GWh | Before Competition Groups | 4.6166 | 0 | 0 | 3548.3552 | 0.0013011 | 37 | Commercial_2024_SC D_GWh_Before Competition Groups_37 | Elec Storage WH 2.30 Et | 0.1301% | 0 | 4.6166 | Commercial_2024_SC D_GWh_Before Competition Groups_Elec Storage WH 2.30 Et
Commercial | Com ¦ BEVERAGE VENDING MACHINE CONTROLS | 2024 | SC D | GWh | Before Competition Groups | 4.3952 | 0 | 0 | 3548.3552 | 0.0012387 | 38 | Commercial_2024_SC D_GWh_Before Competition Groups_38 | BEVERAGE VENDING MACHINE CONTROLS | 0.1239% | 0 | 4.3952 | Commercial_2024_SC D_GWh_Before Competition Groups_BEVERAGE VENDING MACHINE CONTROLS
Commercial | Com ¦ ENERGY STAR Fryer (84% eff) | 2024 | SC D | GWh | Before Competition Groups | 4.3277 | 0 | 0 | 3548.3552 | 0.0012196 | 39 | Commercial_2024_SC D_GWh_Before Competition Groups_39 | ENERGY STAR Fryer (84% eff) | 0.122% | 0 | 4.3277 | Commercial_2024_SC D_GWh_Before Competition Groups_ENERGY STAR Fryer (84% eff)
Commercial | Com ¦ Outside Air Economizer | 2024 | SC D | GWh | Before Competition Groups | 4.0422 | 0 | 0 | 3548.3552 | 0.0011392 | 40 | Commercial_2024_SC D_GWh_Before Competition Groups_40 | Outside Air Economizer | 0.1139% | 0 | 4.0422 | Commercial_2024_SC D_GWh_Before Competition Groups_Outside Air Economizer
Commercial | Com ¦ Vertical Night Covers | 2024 | SC D | GWh | Before Competition Groups | 3.7476 | 0 | 0 | 3548.3552 | 0.0010561 | 41 | Commercial_2024_SC D_GWh_Before Competition Groups_41 | Vertical Night Covers | 0.1056% | 0 | 3.7476 | Commercial_2024_SC D_GWh_Before Competition Groups_Vertical Night Covers
Commercial | Com ¦ CO Sensors for parking garage exhaust fans | 2024 | SC D | GWh | Before Competition Groups | 3.7005 | 0 | 0 | 3548.3552 | 0.0010429 | 42 | Commercial_2024_SC D_GWh_Before Competition Groups_42 | CO Sensors for parking garage exhaust fans | 0.1043% | 0 | 3.7005 | Commercial_2024_SC D_GWh_Before Competition Groups_CO Sensors for parking garage exhaust fans
Commercial | Com ¦ Energy Efficient Laboratory Fume Hood | 2024 | SC D | GWh | Before Competition Groups | 3.5455 | 0 | 0 | 3548.3552 | 0.0009992 | 43 | Commercial_2024_SC D_GWh_Before Competition Groups_43 | Energy Efficient Laboratory Fume Hood | 0.09992% | 0 | 3.5455 | Commercial_2024_SC D_GWh_Before Competition Groups_Energy Efficient Laboratory Fume Hood
Commercial | Com ¦ Duct Insulation, R8 | 2024 | SC D | GWh | Before Competition Groups | 3.5451 | 0 | 0 | 3548.3552 | 0.00099909 | 44 | Commercial_2024_SC D_GWh_Before Competition Groups_44 | Duct Insulation, R8 | 0.09991% | 0 | 3.5451 | Commercial_2024_SC D_GWh_Before Competition Groups_Duct Insulation, R8
Commercial | Com ¦ Water Heating (DHW) Pipe Insulation (Add 3/4\ Foam)" | 2024 | SC D | GWh | Before Competition Groups | 3.2263 | 0 | 0 | 3548.3552 | 0.00090924 | 45 | Commercial_2024_SC D_GWh_Before Competition Groups_45 | Water Heating (DHW) Pipe Insulation (Add 3/4\ Foam)" | 0.09092% | 0 | 3.2263 | Commercial_2024_SC D_GWh_Before Competition Groups_Water Heating (DHW) Pipe Insulation (Add 3/4\ Foam)"
Commercial | Com ¦ Water Source Heat Pump (4 ton) | 2024 | SC D | GWh | Before Competition Groups | 2.7076 | 0 | 0 | 3548.3552 | 0.00076307 | 46 | Commercial_2024_SC D_GWh_Before Competition Groups_46 | Water Source Heat Pump (4 ton) | 0.07631% | 0 | 2.7076 | Commercial_2024_SC D_GWh_Before Competition Groups_Water Source Heat Pump (4 ton)
Commercial | Com ¦ ENERGY STAR Steam Cookers | 2024 | SC D | GWh | Before Competition Groups | 2.0689 | 0 | 0 | 3548.3552 | 0.00058306 | 47 | Commercial_2024_SC D_GWh_Before Competition Groups_47 | ENERGY STAR Steam Cookers | 0.05831% | 0 | 2.0689 | Commercial_2024_SC D_GWh_Before Competition Groups_ENERGY STAR Steam Cookers
Commercial | Com ¦ Suction Pipe Insulation Freezer/Refrigerator | 2024 | SC D | GWh | Before Competition Groups | 1.9831 | 0 | 0 | 3548.3552 | 0.00055887 | 48 | Commercial_2024_SC D_GWh_Before Competition Groups_48 | Suction Pipe Insulation Freezer/Refrigerator | 0.05589% | 0 | 1.9831 | Commercial_2024_SC D_GWh_Before Competition Groups_Suction Pipe Insulation Freezer/Refrigerator
Commercial | Com ¦ ENERGY STAR Dishwasher | 2024 | SC D | GWh | Before Competition Groups | 1.9275 | 0 | 0 | 3548.3552 | 0.00054321 | 49 | Commercial_2024_SC D_GWh_Before Competition Groups_49 | ENERGY STAR Dishwasher | 0.05432% | 0 | 1.9275 | Commercial_2024_SC D_GWh_Before Competition Groups_ENERGY STAR Dishwasher
Commercial | Com ¦ Thermostat Setback | 2024 | SC D | GWh | Before Competition Groups | 1.6134 | 0 | 0 | 3548.3552 | 0.0004547 | 50 | Commercial_2024_SC D_GWh_Before Competition Groups_50 | Thermostat Setback | 0.04547% | 0 | 1.6134 | Commercial_2024_SC D_GWh_Before Competition Groups_Thermostat Setback
Commercial | Com ¦ Ozone Laundry Treatment | 2024 | SC D | GWh | Before Competition Groups | 0.73601 | 0 | 0 | 3548.3552 | 0.00020742 | 51 | Commercial_2024_SC D_GWh_Before Competition Groups_51 | Ozone Laundry Treatment | 0.02074% | 0 | 0.73601 | Commercial_2024_SC D_GWh_Before Competition Groups_Ozone Laundry Treatment
Commercial | Com ¦ ECM MOTORS FOR HVAC APPLICATION (FAN-POWERED VAV BOX) | 2024 | SC D | GWh | Before Competition Groups | 0.4936 | 0 | 0 | 3548.3552 | 0.00013911 | 52 | Commercial_2024_SC D_GWh_Before Competition Groups_52 | ECM MOTORS FOR HVAC APPLICATION (FAN-POWERED VAV BOX) | 0.01391% | 0 | 0.4936 | Commercial_2024_SC D_GWh_Before Competition Groups_ECM MOTORS FOR HVAC APPLICATION (FAN-POWERED VAV BOX)
Commercial | Com ¦ CEE Tier 2/Energy Star Clothes Washers | 2024 | SC D | GWh | Before Competition Groups | 0.40986 | 0 | 0 | 3548.3552 | 0.00011551 | 53 | Commercial_2024_SC D_GWh_Before Competition Groups_53 | CEE Tier 2/Energy Star Clothes Washers | 0.01155% | 0 | 0.40986 | Commercial_2024_SC D_GWh_Before Competition Groups_CEE Tier 2/Energy Star Clothes Washers
Commercial | Com ¦ Condensing Make Up Air Unit | 2024 | SC D | GWh | Before Competition Groups | 0.3772 | 0 | 0 | 3548.3552 | 0.0001063 | 54 | Commercial_2024_SC D_GWh_Before Competition Groups_54 | Condensing Make Up Air Unit | 0.01063% | 0 | 0.3772 | Commercial_2024_SC D_GWh_Before Competition Groups_Condensing Make Up Air Unit
Commercial | Com ¦ Low Flow Pre-Rinse Spray Nozzle | 2024 | SC D | GWh | Before Competition Groups | 0.23441 | 0 | 0 | 3548.3552 | 6.6061e-05 | 55 | Commercial_2024_SC D_GWh_Before Competition Groups_55 | Low Flow Pre-Rinse Spray Nozzle | 0.006606% | 0 | 0.23441 | Commercial_2024_SC D_GWh_Before Competition Groups_Low Flow Pre-Rinse Spray Nozzle
Commercial | Com ¦ Demand controlled Circulating Systems | 2024 | SC D | GWh | Before Competition Groups | 0.2195 | 0 | 0 | 3548.3552 | 6.1859e-05 | 56 | Commercial_2024_SC D_GWh_Before Competition Groups_56 | Demand controlled Circulating Systems | 0.006186% | 0 | 0.2195 | Commercial_2024_SC D_GWh_Before Competition Groups_Demand controlled Circulating Systems
Commercial | Com ¦ Auto Off Time Switch or Time Clock control | 2024 | SC D | GWh | Before Competition Groups | 0.19976 | 0 | 0 | 3548.3552 | 5.6296e-05 | 57 | Commercial_2024_SC D_GWh_Before Competition Groups_57 | Auto Off Time Switch or Time Clock control | 0.00563% | 0 | 0.19976 | Commercial_2024_SC D_GWh_Before Competition Groups_Auto Off Time Switch or Time Clock control
Commercial | COM ¦ Ductless Mini-Split Heat Pumps | 2024 | SC D | GWh | Before Competition Groups | 0.17439 | 0 | 0 | 3548.3552 | 4.9148e-05 | 58 | Commercial_2024_SC D_GWh_Before Competition Groups_58 | Ductless Mini-Split Heat Pumps | 0.004915% | 0 | 0.17439 | Commercial_2024_SC D_GWh_Before Competition Groups_Ductless Mini-Split Heat Pumps
Commercial | Com ¦ HVAC Optimization | 2024 | SC D | GWh | Before Competition Groups | 0.17381 | 0 | 0 | 3548.3552 | 4.8982e-05 | 59 | Commercial_2024_SC D_GWh_Before Competition Groups_59 | HVAC Optimization | 0.004898% | 0 | 0.17381 | Commercial_2024_SC D_GWh_Before Competition Groups_HVAC Optimization
Commercial | Com ¦ Notched V belts for HVAC Systems | 2024 | SC D | GWh | Before Competition Groups | 0.14607 | 0 | 0 | 3548.3552 | 4.1164e-05 | 60 | Commercial_2024_SC D_GWh_Before Competition Groups_60 | Notched V belts for HVAC Systems | 0.004116% | 0 | 0.14607 | Commercial_2024_SC D_GWh_Before Competition Groups_Notched V belts for HVAC Systems
Commercial | Com ¦ Solar Water Preheat (Pools/DHW) | 2024 | SC D | GWh | Before Competition Groups | 0.10551 | 0 | 0 | 3548.3552 | 2.9736e-05 | 61 | Commercial_2024_SC D_GWh_Before Competition Groups_61 | Solar Water Preheat (Pools/DHW) | 0.002974% | 0 | 0.10551 | Commercial_2024_SC D_GWh_Before Competition Groups_Solar Water Preheat (Pools/DHW)
Commercial | Com ¦ PTAC (12 EER/10,000 BTU) | 2024 | SC D | GWh | Before Competition Groups | 0.088711 | 0 | 0 | 3548.3552 | 2.5001e-05 | 62 | Commercial_2024_SC D_GWh_Before Competition Groups_62 | PTAC (12 EER/10,000 BTU) | 0.0025% | 0 | 0.088711 | Commercial_2024_SC D_GWh_Before Competition Groups_PTAC (12 EER/10,000 BTU)
Commercial | Com ¦ Commercial Hot Food Holding Cabinets | 2024 | SC D | GWh | Before Competition Groups | 0.077376 | 0 | 0 | 3548.3552 | 2.1806e-05 | 63 | Commercial_2024_SC D_GWh_Before Competition Groups_63 | Commercial Hot Food Holding Cabinets | 0.002181% | 0 | 0.077376 | Commercial_2024_SC D_GWh_Before Competition Groups_Commercial Hot Food Holding Cabinets
Commercial | Com ¦ Air Curtains | 2024 | SC D | GWh | Before Competition Groups | 0.049532 | 0 | 0 | 3548.3552 | 1.3959e-05 | 64 | Commercial_2024_SC D_GWh_Before Competition Groups_64 | Air Curtains | 0.001396% | 0 | 0.049532 | Commercial_2024_SC D_GWh_Before Competition Groups_Air Curtains
Commercial | Com ¦ Wall Insulation | 2024 | SC D | GWh | Before Competition Groups | 0.029023 | 0 | 0 | 3548.3552 | 8.1793e-06 | 65 | Commercial_2024_SC D_GWh_Before Competition Groups_65 | Wall Insulation | 0.0008179% | 0 | 0.029023 | Commercial_2024_SC D_GWh_Before Competition Groups_Wall Insulation
Commercial | Com ¦ VSD Air Compressor | 2024 | SC D | GWh | Before Competition Groups | 0.011094 | 0 | 0 | 3548.3552 | 3.1265e-06 | 66 | Commercial_2024_SC D_GWh_Before Competition Groups_66 | VSD Air Compressor | 0.0003127% | 0 | 0.011094 | Commercial_2024_SC D_GWh_Before Competition Groups_VSD Air Compressor
Commercial | Com ¦ Energy Recovery Ventilation and Ventilation (Enhanced) | 2024 | SC D | GWh | Before Competition Groups | 0.0094582 | 0 | 0 | 3548.3552 | 2.6655e-06 | 67 | Commercial_2024_SC D_GWh_Before Competition Groups_67 | Energy Recovery Ventilation and Ventilation (Enhanced) | 0.0002666% | 0 | 0.0094582 | Commercial_2024_SC D_GWh_Before Competition Groups_Energy Recovery Ventilation and Ventilation (Enhanced)
Commercial | Com ¦ High Efficiency Chiller (avg of water and air cooled) | 2024 | SC D | GWh | Before Competition Groups | 0.0092238 | 0 | 0 | 3548.3552 | 2.5995e-06 | 68 | Commercial_2024_SC D_GWh_Before Competition Groups_68 | High Efficiency Chiller (avg of water and air cooled) | 0.0002599% | 0 | 0.0092238 | Commercial_2024_SC D_GWh_Before Competition Groups_High Efficiency Chiller (avg of water and air cooled)
Commercial | Com ¦ LLLC - High Impact Application | 2024 | SC D | GWh | Before Competition Groups | 0.0059465 | 0 | 0 | 3548.3552 | 1.6758e-06 | 69 | Commercial_2024_SC D_GWh_Before Competition Groups_69 | LLLC - High Impact Application | 0.0001676% | 0 | 0.0059465 | Commercial_2024_SC D_GWh_Before Competition Groups_LLLC - High Impact Application
Commercial | Com ¦ EC Plug Fan for Data Center (under cabinet) | 2024 | SC D | GWh | Before Competition Groups | 0.0050346 | 0 | 0 | 3548.3552 | 1.4188e-06 | 70 | Commercial_2024_SC D_GWh_Before Competition Groups_70 | EC Plug Fan for Data Center (under cabinet) | 0.0001419% | 0 | 0.0050346 | Commercial_2024_SC D_GWh_Before Competition Groups_EC Plug Fan for Data Center (under cabinet)
Commercial | Com ¦ Room AC (w/ louvered sides) 14 SEER from 12 SEER code | 2024 | SC D | GWh | Before Competition Groups | 0.0049727 | 0 | 0 | 3548.3552 | 1.4014e-06 | 71 | Commercial_2024_SC D_GWh_Before Competition Groups_71 | Room AC (w/ louvered sides) 14 SEER from 12 SEER code | 0.0001401% | 0 | 0.0049727 | Commercial_2024_SC D_GWh_Before Competition Groups_Room AC (w/ louvered sides) 14 SEER from 12 SEER code
Commercial | Com ¦ Electric Convection Combination Ovens | 2024 | SC D | GWh | Before Competition Groups | 0.0012814 | 0 | 0 | 3548.3552 | 3.6114e-07 | 72 | Commercial_2024_SC D_GWh_Before Competition Groups_72 | Electric Convection Combination Ovens | 3.611e-05% | 0 | 0.0012814 | Commercial_2024_SC D_GWh_Before Competition Groups_Electric Convection Combination Ovens
Commercial | Com ¦ LLLC - Low Impact Application | 2024 | SC D | GWh | Before Competition Groups | 0.00017412 | 0 | 0 | 3548.3552 | 4.907e-08 | 73 | Commercial_2024_SC D_GWh_Before Competition Groups_73 | LLLC - Low Impact Application | 4.907e-06% | 0 | 0.00017412 | Commercial_2024_SC D_GWh_Before Competition Groups_LLLC - Low Impact Application
Commercial | Com ¦ High Efficiency Small Instantaneous Water Heater | 2024 | SC D | GWh | Before Competition Groups | 7.1597e-05 | 0 | 0 | 3548.3552 | 2.0178e-08 | 74 | Commercial_2024_SC D_GWh_Before Competition Groups_74 | High Efficiency Small Instantaneous Water Heater | 2.018e-06% | 0 | 7.1597e-05 | Commercial_2024_SC D_GWh_Before Competition Groups_High Efficiency Small Instantaneous Water Heater
Commercial | Com ¦ Networked/Connected - High Impact Application | 2024 | SC D | GWh | Before Competition Groups | 5.4418e-09 | 0 | 0 | 3548.3552 | 1.5336e-12 | 75 | Commercial_2024_SC D_GWh_Before Competition Groups_75 | Networked/Connected - High Impact Application | 1.534e-10% | 0 | 5.4418e-09 | Commercial_2024_SC D_GWh_Before Competition Groups_Networked/Connected - High Impact Application
Commercial | Com ¦ Networked/Connected - Low Impact Application | 2024 | SC D | GWh | Before Competition Groups | 3.6583e-22 | 0 | 0 | 3548.3552 | 1.031e-25 | 76 | Commercial_2024_SC D_GWh_Before Competition Groups_76 | Networked/Connected - Low Impact Application | 1.031e-23% | 0 | 3.6583e-22 | Commercial_2024_SC D_GWh_Before Competition Groups_Networked/Connected - Low Impact Application
Commercial | Com ¦ Efficient compressor motor | 2024 | SC D | GWh | Before Competition Groups | 0 | 0 | 0 | 3548.3552 | 0 | 77 | Commercial_2024_SC D_GWh_Before Competition Groups_77 | Efficient compressor motor | 0% | 0 | 0 | Commercial_2024_SC D_GWh_Before Competition Groups_Efficient compressor motor
Commercial | Com ¦ Indoor Daylight Sensors/Photocell Dimming Control | 2024 | SC D | GWh | Before Competition Groups | 0 | 0 | 0 | 3548.3552 | 0 | 78 | Commercial_2024_SC D_GWh_Before Competition Groups_78 | Indoor Daylight Sensors/Photocell Dimming Control | 0% | 0 | 0 | Commercial_2024_SC D_GWh_Before Competition Groups_Indoor Daylight Sensors/Photocell Dimming Control
Commercial | Com ¦ LED RECESSED DOWNLIGHTS | 2024 | SC D | GWh | Before Competition Groups | 0 | 0 | 0 | 3548.3552 | 0 | 79 | Commercial_2024_SC D_GWh_Before Competition Groups_79 | LED RECESSED DOWNLIGHTS | 0% | 0 | 0 | Commercial_2024_SC D_GWh_Before Competition Groups_LED RECESSED DOWNLIGHTS
Commercial | Com ¦ Variable Refrigerant Flow Heat Pump | 2024 | SC D | GWh | Before Competition Groups | 0 | 0 | 0 | 3548.3552 | 0 | 80 | Commercial_2024_SC D_GWh_Before Competition Groups_80 | Variable Refrigerant Flow Heat Pump | 0% | 0 | 0 | Commercial_2024_SC D_GWh_Before Competition Groups_Variable Refrigerant Flow Heat Pump
Commercial | Com ¦ Building Recommissioning, Operations and Maintenance (O&M) Improvements | 2024 | Technical | GWh | Before Competition Groups | 2301.6887 | 0 | 0 | 19565.4785 | 0.11764 | 1 | Commercial_2024_Technical_GWh_Before Competition Groups_1 | Building Recommissioning, Operations and Maintenance (O&M) Improvements | 11.76% | 0 | 2301.6887 | Commercial_2024_Technical_GWh_Before Competition Groups_Building Recommissioning, Operations and Maintenance (O&M) Improvements
Commercial | Com ¦ LED Low/High Bay | 2024 | Technical | GWh | Before Competition Groups | 1411.1219 | 0 | 0 | 19565.4785 | 0.072123 | 2 | Commercial_2024_Technical_GWh_Before Competition Groups_2 | LED Low/High Bay | 7.212% | 0 | 1411.1219 | Commercial_2024_Technical_GWh_Before Competition Groups_LED Low/High Bay
Commercial | Com ¦ LED Troffer/Surface/Suspended | 2024 | Technical | GWh | Before Competition Groups | 1149.526 | 0 | 0 | 19565.4785 | 0.058753 | 3 | Commercial_2024_Technical_GWh_Before Competition Groups_3 | LED Troffer/Surface/Suspended | 5.875% | 0 | 1149.526 | Commercial_2024_Technical_GWh_Before Competition Groups_LED Troffer/Surface/Suspended
Commercial | Com ¦ ENERGY STAR LED LAMPS (REFLECTOR LAMPs/MR16/PAR 16) | 2024 | Technical | GWh | Before Competition Groups | 1002.9888 | 0 | 0 | 19565.4785 | 0.051263 | 4 | Commercial_2024_Technical_GWh_Before Competition Groups_4 | ENERGY STAR LED LAMPS (REFLECTOR LAMPs/MR16/PAR 16) | 5.126% | 0 | 1002.9888 | Commercial_2024_Technical_GWh_Before Competition Groups_ENERGY STAR LED LAMPS (REFLECTOR LAMPs/MR16/PAR 16)
Commercial | Com ¦ LLLC - High Impact Application | 2024 | Technical | GWh | Before Competition Groups | 984.1689 | 0 | 0 | 19565.4785 | 0.050301 | 5 | Commercial_2024_Technical_GWh_Before Competition Groups_5 | LLLC - High Impact Application | 5.03% | 0 | 984.1689 | Commercial_2024_Technical_GWh_Before Competition Groups_LLLC - High Impact Application
Commercial | Com ¦ LLLC - Low Impact Application | 2024 | Technical | GWh | Before Competition Groups | 975.0666 | 0 | 0 | 19565.4785 | 0.049836 | 6 | Commercial_2024_Technical_GWh_Before Competition Groups_6 | LLLC - Low Impact Application | 4.984% | 0 | 975.0666 | Commercial_2024_Technical_GWh_Before Competition Groups_LLLC - Low Impact Application
Commercial | Com ¦ Networked/Connected - High Impact Application | 2024 | Technical | GWh | Before Competition Groups | 889.9028 | 0 | 0 | 19565.4785 | 0.045483 | 7 | Commercial_2024_Technical_GWh_Before Competition Groups_7 | Networked/Connected - High Impact Application | 4.548% | 0 | 889.9028 | Commercial_2024_Technical_GWh_Before Competition Groups_Networked/Connected - High Impact Application
Commercial | Com ¦ Central Lighting Control System | 2024 | Technical | GWh | Before Competition Groups | 885.8881 | 0 | 0 | 19565.4785 | 0.045278 | 8 | Commercial_2024_Technical_GWh_Before Competition Groups_8 | Central Lighting Control System | 4.528% | 0 | 885.8881 | Commercial_2024_Technical_GWh_Before Competition Groups_Central Lighting Control System
Commercial | Com ¦ Education and Capacity Building/Energy Behavior | 2024 | Technical | GWh | Before Competition Groups | 865.7141 | 0 | 0 | 19565.4785 | 0.044247 | 9 | Commercial_2024_Technical_GWh_Before Competition Groups_9 | Education and Capacity Building/Energy Behavior | 4.425% | 0 | 865.7141 | Commercial_2024_Technical_GWh_Before Competition Groups_Education and Capacity Building/Energy Behavior
Commercial | Com ¦ Networked/Connected - Low Impact Application | 2024 | Technical | GWh | Before Competition Groups | 836.9205 | 0 | 0 | 19565.4785 | 0.042775 | 10 | Commercial_2024_Technical_GWh_Before Competition Groups_10 | Networked/Connected - Low Impact Application | 4.278% | 0 | 836.9205 | Commercial_2024_Technical_GWh_Before Competition Groups_Networked/Connected - Low Impact Application
Commercial | Com ¦ Furnace Tune-Up | 2024 | Technical | GWh | Before Competition Groups | 632.0291 | 0 | 0 | 19565.4785 | 0.032303 | 11 | Commercial_2024_Technical_GWh_Before Competition Groups_11 | Furnace Tune-Up | 3.23% | 0 | 632.0291 | Commercial_2024_Technical_GWh_Before Competition Groups_Furnace Tune-Up
Commercial | Com ¦ LED EXTERIOR AREA LIGHTS - LED fixture (200W) | 2024 | Technical | GWh | Before Competition Groups | 562.4798 | 0 | 0 | 19565.4785 | 0.028749 | 12 | Commercial_2024_Technical_GWh_Before Competition Groups_12 | LED EXTERIOR AREA LIGHTS - LED fixture (200W) | 2.875% | 0 | 562.4798 | Commercial_2024_Technical_GWh_Before Competition Groups_LED EXTERIOR AREA LIGHTS - LED fixture (200W)
Commercial | Com ¦ LED parking lot fixture | 2024 | Technical | GWh | Before Competition Groups | 546.0392 | 0 | 0 | 19565.4785 | 0.027908 | 13 | Commercial_2024_Technical_GWh_Before Competition Groups_13 | LED parking lot fixture | 2.791% | 0 | 546.0392 | Commercial_2024_Technical_GWh_Before Competition Groups_LED parking lot fixture
Commercial | Com ¦ Variable Refrigerant Flow Heat Pump | 2024 | Technical | GWh | Before Competition Groups | 390.5775 | 0 | 0 | 19565.4785 | 0.019963 | 14 | Commercial_2024_Technical_GWh_Before Competition Groups_14 | Variable Refrigerant Flow Heat Pump | 1.996% | 0 | 390.5775 | Commercial_2024_Technical_GWh_Before Competition Groups_Variable Refrigerant Flow Heat Pump
Commercial | Com ¦ Smart Strip Plug Outlets | 2024 | Technical | GWh | Before Competition Groups | 355.322 | 0 | 0 | 19565.4785 | 0.018161 | 15 | Commercial_2024_Technical_GWh_Before Competition Groups_15 | Smart Strip Plug Outlets | 1.816% | 0 | 355.322 | Commercial_2024_Technical_GWh_Before Competition Groups_Smart Strip Plug Outlets
Commercial | Com ¦ LED Replacement Lamp (Tube) | 2024 | Technical | GWh | Before Competition Groups | 337.931 | 0 | 0 | 19565.4785 | 0.017272 | 16 | Commercial_2024_Technical_GWh_Before Competition Groups_16 | LED Replacement Lamp (Tube) | 1.727% | 0 | 337.931 | Commercial_2024_Technical_GWh_Before Competition Groups_LED Replacement Lamp (Tube)
Commercial | Com ¦ LED street light fixture | 2024 | Technical | GWh | Before Competition Groups | 326.9281 | 0 | 0 | 19565.4785 | 0.016709 | 17 | Commercial_2024_Technical_GWh_Before Competition Groups_17 | LED street light fixture | 1.671% | 0 | 326.9281 | Commercial_2024_Technical_GWh_Before Competition Groups_LED street light fixture
Commercial | Com ¦ Advanced BAS/Controllers | 2024 | Technical | GWh | Before Competition Groups | 318.2077 | 0 | 0 | 19565.4785 | 0.016264 | 18 | Commercial_2024_Technical_GWh_Before Competition Groups_18 | Advanced BAS/Controllers | 1.626% | 0 | 318.2077 | Commercial_2024_Technical_GWh_Before Competition Groups_Advanced BAS/Controllers
Commercial | Com ¦ High Efficiency Air Source Heat Pump | 2024 | Technical | GWh | Before Competition Groups | 313.5925 | 0 | 0 | 19565.4785 | 0.016028 | 19 | Commercial_2024_Technical_GWh_Before Competition Groups_19 | High Efficiency Air Source Heat Pump | 1.603% | 0 | 313.5925 | Commercial_2024_Technical_GWh_Before Competition Groups_High Efficiency Air Source Heat Pump
Commercial | Com ¦ Data Center Storage/Server Virtualization | 2024 | Technical | GWh | Before Competition Groups | 256.5174 | 0 | 0 | 19565.4785 | 0.013111 | 20 | Commercial_2024_Technical_GWh_Before Competition Groups_20 | Data Center Storage/Server Virtualization | 1.311% | 0 | 256.5174 | Commercial_2024_Technical_GWh_Before Competition Groups_Data Center Storage/Server Virtualization
Commercial | Com ¦ Demand Control Ventilation | 2024 | Technical | GWh | Before Competition Groups | 251.0674 | 0 | 0 | 19565.4785 | 0.012832 | 21 | Commercial_2024_Technical_GWh_Before Competition Groups_21 | Demand Control Ventilation | 1.283% | 0 | 251.0674 | Commercial_2024_Technical_GWh_Before Competition Groups_Demand Control Ventilation
Commercial | Com ¦ Strip Curtains | 2024 | Technical | GWh | Before Competition Groups | 233.411 | 0 | 0 | 19565.4785 | 0.01193 | 22 | Commercial_2024_Technical_GWh_Before Competition Groups_22 | Strip Curtains | 1.193% | 0 | 233.411 | Commercial_2024_Technical_GWh_Before Competition Groups_Strip Curtains
Commercial | Com ¦ Refrigerated Display Case Doors | 2024 | Technical | GWh | Before Competition Groups | 222.4493 | 0 | 0 | 19565.4785 | 0.011369 | 23 | Commercial_2024_Technical_GWh_Before Competition Groups_23 | Refrigerated Display Case Doors | 1.137% | 0 | 222.4493 | Commercial_2024_Technical_GWh_Before Competition Groups_Refrigerated Display Case Doors
Commercial | Com ¦ Variable Frequency Drive (VFD) | 2024 | Technical | GWh | Before Competition Groups | 209.4951 | 0 | 0 | 19565.4785 | 0.010707 | 24 | Commercial_2024_Technical_GWh_Before Competition Groups_24 | Variable Frequency Drive (VFD) | 1.071% | 0 | 209.4951 | Commercial_2024_Technical_GWh_Before Competition Groups_Variable Frequency Drive (VFD)
Commercial | Com ¦ VFD on Pumps | 2024 | Technical | GWh | Before Competition Groups | 196.0625 | 0 | 0 | 19565.4785 | 0.010021 | 25 | Commercial_2024_Technical_GWh_Before Competition Groups_25 | VFD on Pumps | 1.002% | 0 | 196.0625 | Commercial_2024_Technical_GWh_Before Competition Groups_VFD on Pumps
Commercial | Com ¦ Centrally controlled desktop PC/NETWORK PC POWER MANAGEMENT SOFTWARE | 2024 | Technical | GWh | Before Competition Groups | 175.4411 | 0 | 0 | 19565.4785 | 0.0089669 | 26 | Commercial_2024_Technical_GWh_Before Competition Groups_26 | Centrally controlled desktop PC/NETWORK PC POWER MANAGEMENT SOFTWARE | 0.8967% | 0 | 175.4411 | Commercial_2024_Technical_GWh_Before Competition Groups_Centrally controlled desktop PC/NETWORK PC POWER MANAGEMENT SOFTWARE
Commercial | Com ¦ Door Gasket Freezer/Refrigerator | 2024 | Technical | GWh | Before Competition Groups | 169.2857 | 0 | 0 | 19565.4785 | 0.0086523 | 27 | Commercial_2024_Technical_GWh_Before Competition Groups_27 | Door Gasket Freezer/Refrigerator | 0.8652% | 0 | 169.2857 | Commercial_2024_Technical_GWh_Before Competition Groups_Door Gasket Freezer/Refrigerator
Commercial | Com ¦ Air Handler with Dedicated Outdoor Air Systems | 2024 | Technical | GWh | Before Competition Groups | 159.8945 | 0 | 0 | 19565.4785 | 0.0081723 | 28 | Commercial_2024_Technical_GWh_Before Competition Groups_28 | Air Handler with Dedicated Outdoor Air Systems | 0.8172% | 0 | 159.8945 | Commercial_2024_Technical_GWh_Before Competition Groups_Air Handler with Dedicated Outdoor Air Systems
Commercial | Com ¦ Reach-in Shaded Pole to ECM/PSC Evaporator Fan Motor | 2024 | Technical | GWh | Before Competition Groups | 157.8124 | 0 | 0 | 19565.4785 | 0.0080659 | 29 | Commercial_2024_Technical_GWh_Before Competition Groups_29 | Reach-in Shaded Pole to ECM/PSC Evaporator Fan Motor | 0.8066% | 0 | 157.8124 | Commercial_2024_Technical_GWh_Before Competition Groups_Reach-in Shaded Pole to ECM/PSC Evaporator Fan Motor
Commercial | Com ¦ LED or Equivalent Sign Lighting | 2024 | Technical | GWh | Before Competition Groups | 147.6375 | 0 | 0 | 19565.4785 | 0.0075458 | 30 | Commercial_2024_Technical_GWh_Before Competition Groups_30 | LED or Equivalent Sign Lighting | 0.7546% | 0 | 147.6375 | Commercial_2024_Technical_GWh_Before Competition Groups_LED or Equivalent Sign Lighting
Commercial | Com ¦ Adaptive Thermostats | 2024 | Technical | GWh | Before Competition Groups | 137.1032 | 0 | 0 | 19565.4785 | 0.0070074 | 31 | Commercial_2024_Technical_GWh_Before Competition Groups_31 | Adaptive Thermostats | 0.7007% | 0 | 137.1032 | Commercial_2024_Technical_GWh_Before Competition Groups_Adaptive Thermostats
Commercial | Com ¦ Refrigeration Optimization | 2024 | Technical | GWh | Before Competition Groups | 136.6706 | 0 | 0 | 19565.4785 | 0.0069853 | 32 | Commercial_2024_Technical_GWh_Before Competition Groups_32 | Refrigeration Optimization | 0.6985% | 0 | 136.6706 | Commercial_2024_Technical_GWh_Before Competition Groups_Refrigeration Optimization
Commercial | Com ¦ ENERGY STAR LED LAMPS (General Service Lamps) | 2024 | Technical | GWh | Before Competition Groups | 114.3459 | 0 | 0 | 19565.4785 | 0.0058443 | 33 | Commercial_2024_Technical_GWh_Before Competition Groups_33 | ENERGY STAR LED LAMPS (General Service Lamps) | 0.5844% | 0 | 114.3459 | Commercial_2024_Technical_GWh_Before Competition Groups_ENERGY STAR LED LAMPS (General Service Lamps)
Commercial | Com ¦ Refrigerated Display Case LED | 2024 | Technical | GWh | Before Competition Groups | 109.0564 | 0 | 0 | 19565.4785 | 0.0055739 | 34 | Commercial_2024_Technical_GWh_Before Competition Groups_34 | Refrigerated Display Case LED | 0.5574% | 0 | 109.0564 | Commercial_2024_Technical_GWh_Before Competition Groups_Refrigerated Display Case LED
Commercial | Com ¦ ENERGY STAR FREEZER | 2024 | Technical | GWh | Before Competition Groups | 100.8268 | 0 | 0 | 19565.4785 | 0.0051533 | 35 | Commercial_2024_Technical_GWh_Before Competition Groups_35 | ENERGY STAR FREEZER | 0.5153% | 0 | 100.8268 | Commercial_2024_Technical_GWh_Before Competition Groups_ENERGY STAR FREEZER
Commercial | Com ¦ ECM MOTORS FOR EVAPORATOR FANS for refrigeration (WALK-IN) | 2024 | Technical | GWh | Before Competition Groups | 99.2421 | 0 | 0 | 19565.4785 | 0.0050723 | 36 | Commercial_2024_Technical_GWh_Before Competition Groups_36 | ECM MOTORS FOR EVAPORATOR FANS for refrigeration (WALK-IN) | 0.5072% | 0 | 99.2421 | Commercial_2024_Technical_GWh_Before Competition Groups_ECM MOTORS FOR EVAPORATOR FANS for refrigeration (WALK-IN)
Commercial | Com ¦ Condensing Unit Heaters or other Efficient Unit Heating System | 2024 | Technical | GWh | Before Competition Groups | 95.1113 | 0 | 0 | 19565.4785 | 0.0048612 | 37 | Commercial_2024_Technical_GWh_Before Competition Groups_37 | Condensing Unit Heaters or other Efficient Unit Heating System | 0.4861% | 0 | 95.1113 | Commercial_2024_Technical_GWh_Before Competition Groups_Condensing Unit Heaters or other Efficient Unit Heating System
Commercial | Com ¦ Unitary Air-Conditioning Unit | 2024 | Technical | GWh | Before Competition Groups | 94.351 | 0 | 0 | 19565.4785 | 0.0048223 | 38 | Commercial_2024_Technical_GWh_Before Competition Groups_38 | Unitary Air-Conditioning Unit | 0.4822% | 0 | 94.351 | Commercial_2024_Technical_GWh_Before Competition Groups_Unitary Air-Conditioning Unit
Commercial | Com ¦ Indoor Daylight Sensors/Photocell Dimming Control | 2024 | Technical | GWh | Before Competition Groups | 93.4757 | 0 | 0 | 19565.4785 | 0.0047776 | 39 | Commercial_2024_Technical_GWh_Before Competition Groups_39 | Indoor Daylight Sensors/Photocell Dimming Control | 0.4778% | 0 | 93.4757 | Commercial_2024_Technical_GWh_Before Competition Groups_Indoor Daylight Sensors/Photocell Dimming Control
Commercial | Com ¦ High R-Value Glass Doors/no-heat glass door | 2024 | Technical | GWh | Before Competition Groups | 87.8363 | 0 | 0 | 19565.4785 | 0.0044893 | 40 | Commercial_2024_Technical_GWh_Before Competition Groups_40 | High R-Value Glass Doors/no-heat glass door | 0.4489% | 0 | 87.8363 | Commercial_2024_Technical_GWh_Before Competition Groups_High R-Value Glass Doors/no-heat glass door
Commercial | Com ¦ Demand Control Kitchen Ventilation | 2024 | Technical | GWh | Before Competition Groups | 86.8894 | 0 | 0 | 19565.4785 | 0.004441 | 41 | Commercial_2024_Technical_GWh_Before Competition Groups_41 | Demand Control Kitchen Ventilation | 0.4441% | 0 | 86.8894 | Commercial_2024_Technical_GWh_Before Competition Groups_Demand Control Kitchen Ventilation
Commercial | Com ¦ Adding reflective (White) roof treatment or a green roof | 2024 | Technical | GWh | Before Competition Groups | 81.8457 | 0 | 0 | 19565.4785 | 0.0041832 | 42 | Commercial_2024_Technical_GWh_Before Competition Groups_42 | Adding reflective (White) roof treatment or a green roof | 0.4183% | 0 | 81.8457 | Commercial_2024_Technical_GWh_Before Competition Groups_Adding reflective (White) roof treatment or a green roof
Commercial | Com ¦ Freezer Case Light Sensor | 2024 | Technical | GWh | Before Competition Groups | 81.7376 | 0 | 0 | 19565.4785 | 0.0041776 | 43 | Commercial_2024_Technical_GWh_Before Competition Groups_43 | Freezer Case Light Sensor | 0.4178% | 0 | 81.7376 | Commercial_2024_Technical_GWh_Before Competition Groups_Freezer Case Light Sensor
Commercial | Com ¦ Evaporator Fan Controls | 2024 | Technical | GWh | Before Competition Groups | 79.7314 | 0 | 0 | 19565.4785 | 0.0040751 | 44 | Commercial_2024_Technical_GWh_Before Competition Groups_44 | Evaporator Fan Controls | 0.4075% | 0 | 79.7314 | Commercial_2024_Technical_GWh_Before Competition Groups_Evaporator Fan Controls
Commercial | Com ¦ Occupancy Sensors | 2024 | Technical | GWh | Before Competition Groups | 71.1985 | 0 | 0 | 19565.4785 | 0.003639 | 45 | Commercial_2024_Technical_GWh_Before Competition Groups_45 | Occupancy Sensors | 0.3639% | 0 | 71.1985 | Commercial_2024_Technical_GWh_Before Competition Groups_Occupancy Sensors
Commercial | Com ¦ ENERGY STAR ICE MACHINES - Ice Making Head | 2024 | Technical | GWh | Before Competition Groups | 67.277 | 0 | 0 | 19565.4785 | 0.0034386 | 46 | Commercial_2024_Technical_GWh_Before Competition Groups_46 | ENERGY STAR ICE MACHINES - Ice Making Head | 0.3439% | 0 | 67.277 | Commercial_2024_Technical_GWh_Before Competition Groups_ENERGY STAR ICE MACHINES - Ice Making Head
Commercial | Com ¦ HOTEL OCCUPANCY CONTROLS (HVAC + LIGHTING) | 2024 | Technical | GWh | Before Competition Groups | 65.0235 | 0 | 0 | 19565.4785 | 0.0033234 | 47 | Commercial_2024_Technical_GWh_Before Competition Groups_47 | HOTEL OCCUPANCY CONTROLS (HVAC + LIGHTING) | 0.3323% | 0 | 65.0235 | Commercial_2024_Technical_GWh_Before Competition Groups_HOTEL OCCUPANCY CONTROLS (HVAC + LIGHTING)
Commercial | Com ¦ Condensing Make Up Air Unit | 2024 | Technical | GWh | Before Competition Groups | 59.3516 | 0 | 0 | 19565.4785 | 0.0030335 | 48 | Commercial_2024_Technical_GWh_Before Competition Groups_48 | Condensing Make Up Air Unit | 0.3033% | 0 | 59.3516 | Commercial_2024_Technical_GWh_Before Competition Groups_Condensing Make Up Air Unit
Commercial | Com ¦ Refrigeration Commissioning | 2024 | Technical | GWh | Before Competition Groups | 54.6844 | 0 | 0 | 19565.4785 | 0.0027949 | 49 | Commercial_2024_Technical_GWh_Before Competition Groups_49 | Refrigeration Commissioning | 0.2795% | 0 | 54.6844 | Commercial_2024_Technical_GWh_Before Competition Groups_Refrigeration Commissioning
Commercial | Com ¦ Super-High Efficiency Furnaces (Emerging Tech) | 2024 | Technical | GWh | Before Competition Groups | 53.1512 | 0 | 0 | 19565.4785 | 0.0027166 | 50 | Commercial_2024_Technical_GWh_Before Competition Groups_50 | Super-High Efficiency Furnaces (Emerging Tech) | 0.2717% | 0 | 53.1512 | Commercial_2024_Technical_GWh_Before Competition Groups_Super-High Efficiency Furnaces (Emerging Tech)
Commercial | Com ¦ ENERGY STAR Refrigerator | 2024 | Technical | GWh | Before Competition Groups | 49.9008 | 0 | 0 | 19565.4785 | 0.0025505 | 51 | Commercial_2024_Technical_GWh_Before Competition Groups_51 | ENERGY STAR Refrigerator | 0.255% | 0 | 49.9008 | Commercial_2024_Technical_GWh_Before Competition Groups_ENERGY STAR Refrigerator
Commercial | Com ¦ Elec Storage WH 2.30 Et | 2024 | Technical | GWh | Before Competition Groups | 37.3825 | 0 | 0 | 19565.4785 | 0.0019106 | 52 | Commercial_2024_Technical_GWh_Before Competition Groups_52 | Elec Storage WH 2.30 Et | 0.1911% | 0 | 37.3825 | Commercial_2024_Technical_GWh_Before Competition Groups_Elec Storage WH 2.30 Et
Commercial | Com ¦ BEVERAGE VENDING MACHINE CONTROLS | 2024 | Technical | GWh | Before Competition Groups | 35.8662 | 0 | 0 | 19565.4785 | 0.0018331 | 53 | Commercial_2024_Technical_GWh_Before Competition Groups_53 | BEVERAGE VENDING MACHINE CONTROLS | 0.1833% | 0 | 35.8662 | Commercial_2024_Technical_GWh_Before Competition Groups_BEVERAGE VENDING MACHINE CONTROLS
Commercial | Com ¦ Ground Source Heat Pump | 2024 | Technical | GWh | Before Competition Groups | 31.8112 | 0 | 0 | 19565.4785 | 0.0016259 | 54 | Commercial_2024_Technical_GWh_Before Competition Groups_54 | Ground Source Heat Pump | 0.1626% | 0 | 31.8112 | Commercial_2024_Technical_GWh_Before Competition Groups_Ground Source Heat Pump
Commercial | Com ¦ Temperature Adjustment in Commercial Freezers | 2024 | Technical | GWh | Before Competition Groups | 30.4884 | 0 | 0 | 19565.4785 | 0.0015583 | 55 | Commercial_2024_Technical_GWh_Before Competition Groups_55 | Temperature Adjustment in Commercial Freezers | 0.1558% | 0 | 30.4884 | Commercial_2024_Technical_GWh_Before Competition Groups_Temperature Adjustment in Commercial Freezers
Commercial | Com ¦ CO Sensors for parking garage exhaust fans | 2024 | Technical | GWh | Before Competition Groups | 27.6902 | 0 | 0 | 19565.4785 | 0.0014153 | 56 | Commercial_2024_Technical_GWh_Before Competition Groups_56 | CO Sensors for parking garage exhaust fans | 0.1415% | 0 | 27.6902 | Commercial_2024_Technical_GWh_Before Competition Groups_CO Sensors for parking garage exhaust fans
Commercial | Com ¦ Energy Efficient Laboratory Fume Hood | 2024 | Technical | GWh | Before Competition Groups | 27.1545 | 0 | 0 | 19565.4785 | 0.0013879 | 57 | Commercial_2024_Technical_GWh_Before Competition Groups_57 | Energy Efficient Laboratory Fume Hood | 0.1388% | 0 | 27.1545 | Commercial_2024_Technical_GWh_Before Competition Groups_Energy Efficient Laboratory Fume Hood
Commercial | Com ¦ Anti-sweat heat (ASH) controls - Cooler/Freezer | 2024 | Technical | GWh | Before Competition Groups | 24.0133 | 0 | 0 | 19565.4785 | 0.0012273 | 58 | Commercial_2024_Technical_GWh_Before Competition Groups_58 | Anti-sweat heat (ASH) controls - Cooler/Freezer | 0.1227% | 0 | 24.0133 | Commercial_2024_Technical_GWh_Before Competition Groups_Anti-sweat heat (ASH) controls - Cooler/Freezer
Commercial | Com ¦ Vertical Night Covers | 2024 | Technical | GWh | Before Competition Groups | 23.6507 | 0 | 0 | 19565.4785 | 0.0012088 | 59 | Commercial_2024_Technical_GWh_Before Competition Groups_59 | Vertical Night Covers | 0.1209% | 0 | 23.6507 | Commercial_2024_Technical_GWh_Before Competition Groups_Vertical Night Covers
Commercial | Com ¦ Chilled Water Optimization | 2024 | Technical | GWh | Before Competition Groups | 22.5171 | 0 | 0 | 19565.4785 | 0.0011509 | 60 | Commercial_2024_Technical_GWh_Before Competition Groups_60 | Chilled Water Optimization | 0.1151% | 0 | 22.5171 | Commercial_2024_Technical_GWh_Before Competition Groups_Chilled Water Optimization
Commercial | Com ¦ ENERGY STAR Griddle (74% eff) | 2024 | Technical | GWh | Before Competition Groups | 22.3924 | 0 | 0 | 19565.4785 | 0.0011445 | 61 | Commercial_2024_Technical_GWh_Before Competition Groups_61 | ENERGY STAR Griddle (74% eff) | 0.1144% | 0 | 22.3924 | Commercial_2024_Technical_GWh_Before Competition Groups_ENERGY STAR Griddle (74% eff)
Commercial | Com ¦ Duct Insulation, R8 | 2024 | Technical | GWh | Before Competition Groups | 21.0555 | 0 | 0 | 19565.4785 | 0.0010762 | 62 | Commercial_2024_Technical_GWh_Before Competition Groups_62 | Duct Insulation, R8 | 0.1076% | 0 | 21.0555 | Commercial_2024_Technical_GWh_Before Competition Groups_Duct Insulation, R8
Commercial | Com ¦ Water Heating (DHW) Pipe Insulation (Add 3/4\ Foam)" | 2024 | Technical | GWh | Before Competition Groups | 20.3565 | 0 | 0 | 19565.4785 | 0.0010404 | 63 | Commercial_2024_Technical_GWh_Before Competition Groups_63 | Water Heating (DHW) Pipe Insulation (Add 3/4\ Foam)" | 0.104% | 0 | 20.3565 | Commercial_2024_Technical_GWh_Before Competition Groups_Water Heating (DHW) Pipe Insulation (Add 3/4\ Foam)"
Commercial | Com ¦ Water Source Heat Pump (4 ton) | 2024 | Technical | GWh | Before Competition Groups | 17.1797 | 0 | 0 | 19565.4785 | 0.00087806 | 64 | Commercial_2024_Technical_GWh_Before Competition Groups_64 | Water Source Heat Pump (4 ton) | 0.08781% | 0 | 17.1797 | Commercial_2024_Technical_GWh_Before Competition Groups_Water Source Heat Pump (4 ton)
Commercial | Com ¦ Outside Air Economizer | 2024 | Technical | GWh | Before Competition Groups | 16.2414 | 0 | 0 | 19565.4785 | 0.0008301 | 65 | Commercial_2024_Technical_GWh_Before Competition Groups_65 | Outside Air Economizer | 0.08301% | 0 | 16.2414 | Commercial_2024_Technical_GWh_Before Competition Groups_Outside Air Economizer
Commercial | Com ¦ Roof Insulation/Ceiling Insulation (R25 Code to R35) | 2024 | Technical | GWh | Before Competition Groups | 12.9498 | 0 | 0 | 19565.4785 | 0.00066187 | 66 | Commercial_2024_Technical_GWh_Before Competition Groups_66 | Roof Insulation/Ceiling Insulation (R25 Code to R35) | 0.06619% | 0 | 12.9498 | Commercial_2024_Technical_GWh_Before Competition Groups_Roof Insulation/Ceiling Insulation (R25 Code to R35)
Commercial | Com ¦ Suction Pipe Insulation Freezer/Refrigerator | 2024 | Technical | GWh | Before Competition Groups | 12.9261 | 0 | 0 | 19565.4785 | 0.00066066 | 67 | Commercial_2024_Technical_GWh_Before Competition Groups_67 | Suction Pipe Insulation Freezer/Refrigerator | 0.06607% | 0 | 12.9261 | Commercial_2024_Technical_GWh_Before Competition Groups_Suction Pipe Insulation Freezer/Refrigerator
Commercial | Com ¦ Evaporator Coil Defrost (Cooler) | 2024 | Technical | GWh | Before Competition Groups | 10.6524 | 0 | 0 | 19565.4785 | 0.00054445 | 68 | Commercial_2024_Technical_GWh_Before Competition Groups_68 | Evaporator Coil Defrost (Cooler) | 0.05444% | 0 | 10.6524 | Commercial_2024_Technical_GWh_Before Competition Groups_Evaporator Coil Defrost (Cooler)
Commercial | Com ¦ High Efficiency Small Instantaneous Water Heater | 2024 | Technical | GWh | Before Competition Groups | 10.2767 | 0 | 0 | 19565.4785 | 0.00052525 | 69 | Commercial_2024_Technical_GWh_Before Competition Groups_69 | High Efficiency Small Instantaneous Water Heater | 0.05252% | 0 | 10.2767 | Commercial_2024_Technical_GWh_Before Competition Groups_High Efficiency Small Instantaneous Water Heater
Commercial | Com ¦ ENERGY STAR Dishwasher | 2024 | Technical | GWh | Before Competition Groups | 9.6761 | 0 | 0 | 19565.4785 | 0.00049455 | 70 | Commercial_2024_Technical_GWh_Before Competition Groups_70 | ENERGY STAR Dishwasher | 0.04946% | 0 | 9.6761 | Commercial_2024_Technical_GWh_Before Competition Groups_ENERGY STAR Dishwasher
Commercial | Com ¦ LED RECESSED DOWNLIGHTS | 2024 | Technical | GWh | Before Competition Groups | 9.2837 | 0 | 0 | 19565.4785 | 0.00047449 | 71 | Commercial_2024_Technical_GWh_Before Competition Groups_71 | LED RECESSED DOWNLIGHTS | 0.04745% | 0 | 9.2837 | Commercial_2024_Technical_GWh_Before Competition Groups_LED RECESSED DOWNLIGHTS
Commercial | Com ¦ ENERGY STAR Fryer (84% eff) | 2024 | Technical | GWh | Before Competition Groups | 7.8704 | 0 | 0 | 19565.4785 | 0.00040226 | 72 | Commercial_2024_Technical_GWh_Before Competition Groups_72 | ENERGY STAR Fryer (84% eff) | 0.04023% | 0 | 7.8704 | Commercial_2024_Technical_GWh_Before Competition Groups_ENERGY STAR Fryer (84% eff)
Commercial | Com ¦ Ozone Laundry Treatment | 2024 | Technical | GWh | Before Competition Groups | 6.1563 | 0 | 0 | 19565.4785 | 0.00031465 | 73 | Commercial_2024_Technical_GWh_Before Competition Groups_73 | Ozone Laundry Treatment | 0.03146% | 0 | 6.1563 | Commercial_2024_Technical_GWh_Before Competition Groups_Ozone Laundry Treatment
Commercial | Com ¦ SYNCHRONOUS BELT | 2024 | Technical | GWh | Before Competition Groups | 5.4327 | 0 | 0 | 19565.4785 | 0.00027767 | 74 | Commercial_2024_Technical_GWh_Before Competition Groups_74 | SYNCHRONOUS BELT | 0.02777% | 0 | 5.4327 | Commercial_2024_Technical_GWh_Before Competition Groups_SYNCHRONOUS BELT
Commercial | Com ¦ Efficient compressor motor | 2024 | Technical | GWh | Before Competition Groups | 4.9972 | 0 | 0 | 19565.4785 | 0.00025541 | 75 | Commercial_2024_Technical_GWh_Before Competition Groups_75 | Efficient compressor motor | 0.02554% | 0 | 4.9972 | Commercial_2024_Technical_GWh_Before Competition Groups_Efficient compressor motor
Commercial | Com ¦ Demand controlled Circulating Systems | 2024 | Technical | GWh | Before Competition Groups | 4.3622 | 0 | 0 | 19565.4785 | 0.00022295 | 76 | Commercial_2024_Technical_GWh_Before Competition Groups_76 | Demand controlled Circulating Systems | 0.0223% | 0 | 4.3622 | Commercial_2024_Technical_GWh_Before Competition Groups_Demand controlled Circulating Systems
Commercial | Com ¦ ENERGY STAR Steam Cookers | 2024 | Technical | GWh | Before Competition Groups | 3.8558 | 0 | 0 | 19565.4785 | 0.00019707 | 77 | Commercial_2024_Technical_GWh_Before Competition Groups_77 | ENERGY STAR Steam Cookers | 0.01971% | 0 | 3.8558 | Commercial_2024_Technical_GWh_Before Competition Groups_ENERGY STAR Steam Cookers
Commercial | Com ¦ Notched V belts for HVAC Systems | 2024 | Technical | GWh | Before Competition Groups | 2.7164 | 0 | 0 | 19565.4785 | 0.00013883 | 78 | Commercial_2024_Technical_GWh_Before Competition Groups_78 | Notched V belts for HVAC Systems | 0.01388% | 0 | 2.7164 | Commercial_2024_Technical_GWh_Before Competition Groups_Notched V belts for HVAC Systems
Commercial | Com ¦ ECM MOTORS FOR HVAC APPLICATION (FAN-POWERED VAV BOX) | 2024 | Technical | GWh | Before Competition Groups | 2.5953 | 0 | 0 | 19565.4785 | 0.00013265 | 79 | Commercial_2024_Technical_GWh_Before Competition Groups_79 | ECM MOTORS FOR HVAC APPLICATION (FAN-POWERED VAV BOX) | 0.01326% | 0 | 2.5953 | Commercial_2024_Technical_GWh_Before Competition Groups_ECM MOTORS FOR HVAC APPLICATION (FAN-POWERED VAV BOX)
Commercial | Com ¦ Wall Insulation | 2024 | Technical | GWh | Before Competition Groups | 2.5335 | 0 | 0 | 19565.4785 | 0.00012949 | 80 | Commercial_2024_Technical_GWh_Before Competition Groups_80 | Wall Insulation | 0.01295% | 0 | 2.5335 | Commercial_2024_Technical_GWh_Before Competition Groups_Wall Insulation
Commercial | Com ¦ Solar Preheat Make up Air | 2024 | Technical | GWh | Before Competition Groups | 2.5019 | 0 | 0 | 19565.4785 | 0.00012787 | 81 | Commercial_2024_Technical_GWh_Before Competition Groups_81 | Solar Preheat Make up Air | 0.01279% | 0 | 2.5019 | Commercial_2024_Technical_GWh_Before Competition Groups_Solar Preheat Make up Air
Commercial | Com ¦ Thermostat Setback | 2024 | Technical | GWh | Before Competition Groups | 1.8999 | 0 | 0 | 19565.4785 | 9.7102e-05 | 82 | Commercial_2024_Technical_GWh_Before Competition Groups_82 | Thermostat Setback | 0.00971% | 0 | 1.8999 | Commercial_2024_Technical_GWh_Before Competition Groups_Thermostat Setback
Commercial | Com ¦ Solar Water Preheat (Pools/DHW) | 2024 | Technical | GWh | Before Competition Groups | 1.7998 | 0 | 0 | 19565.4785 | 9.199e-05 | 83 | Commercial_2024_Technical_GWh_Before Competition Groups_83 | Solar Water Preheat (Pools/DHW) | 0.009199% | 0 | 1.7998 | Commercial_2024_Technical_GWh_Before Competition Groups_Solar Water Preheat (Pools/DHW)
Commercial | Com ¦ Heat Pump Water Heater (50 Gallons) | 2024 | Technical | GWh | Before Competition Groups | 1.5899 | 0 | 0 | 19565.4785 | 8.126e-05 | 84 | Commercial_2024_Technical_GWh_Before Competition Groups_84 | Heat Pump Water Heater (50 Gallons) | 0.008126% | 0 | 1.5899 | Commercial_2024_Technical_GWh_Before Competition Groups_Heat Pump Water Heater (50 Gallons)
Commercial | Com ¦ Room AC (w/ louvered sides) 14 SEER from 12 SEER code | 2024 | Technical | GWh | Before Competition Groups | 1.4689 | 0 | 0 | 19565.4785 | 7.5075e-05 | 85 | Commercial_2024_Technical_GWh_Before Competition Groups_85 | Room AC (w/ louvered sides) 14 SEER from 12 SEER code | 0.007508% | 0 | 1.4689 | Commercial_2024_Technical_GWh_Before Competition Groups_Room AC (w/ louvered sides) 14 SEER from 12 SEER code
Commercial | Com ¦ PTAC (12 EER/10,000 BTU) | 2024 | Technical | GWh | Before Competition Groups | 1.4138 | 0 | 0 | 19565.4785 | 7.2258e-05 | 86 | Commercial_2024_Technical_GWh_Before Competition Groups_86 | PTAC (12 EER/10,000 BTU) | 0.007226% | 0 | 1.4138 | Commercial_2024_Technical_GWh_Before Competition Groups_PTAC (12 EER/10,000 BTU)
Commercial | Com ¦ Auto Off Time Switch or Time Clock control | 2024 | Technical | GWh | Before Competition Groups | 1.2751 | 0 | 0 | 19565.4785 | 6.5173e-05 | 87 | Commercial_2024_Technical_GWh_Before Competition Groups_87 | Auto Off Time Switch or Time Clock control | 0.006517% | 0 | 1.2751 | Commercial_2024_Technical_GWh_Before Competition Groups_Auto Off Time Switch or Time Clock control
Commercial | Com ¦ Commercial Hot Food Holding Cabinets | 2024 | Technical | GWh | Before Competition Groups | 1.1225 | 0 | 0 | 19565.4785 | 5.7373e-05 | 88 | Commercial_2024_Technical_GWh_Before Competition Groups_88 | Commercial Hot Food Holding Cabinets | 0.005737% | 0 | 1.1225 | Commercial_2024_Technical_GWh_Before Competition Groups_Commercial Hot Food Holding Cabinets
Commercial | Com ¦ CEE Tier 2/Energy Star Clothes Washers | 2024 | Technical | GWh | Before Competition Groups | 0.91948 | 0 | 0 | 19565.4785 | 4.6995e-05 | 89 | Commercial_2024_Technical_GWh_Before Competition Groups_89 | CEE Tier 2/Energy Star Clothes Washers | 0.0047% | 0 | 0.91948 | Commercial_2024_Technical_GWh_Before Competition Groups_CEE Tier 2/Energy Star Clothes Washers
Commercial | COM ¦ Ductless Mini-Split Heat Pumps | 2024 | Technical | GWh | Before Competition Groups | 0.69529 | 0 | 0 | 19565.4785 | 3.5537e-05 | 90 | Commercial_2024_Technical_GWh_Before Competition Groups_90 | Ductless Mini-Split Heat Pumps | 0.003554% | 0 | 0.69529 | Commercial_2024_Technical_GWh_Before Competition Groups_Ductless Mini-Split Heat Pumps
Commercial | Com ¦ Solar Electric Water Heater (50 Gallon) | 2024 | Technical | GWh | Before Competition Groups | 0.68034 | 0 | 0 | 19565.4785 | 3.4772e-05 | 91 | Commercial_2024_Technical_GWh_Before Competition Groups_91 | Solar Electric Water Heater (50 Gallon) | 0.003477% | 0 | 0.68034 | Commercial_2024_Technical_GWh_Before Competition Groups_Solar Electric Water Heater (50 Gallon)
Commercial | Com ¦ Low Flow Pre-Rinse Spray Nozzle | 2024 | Technical | GWh | Before Competition Groups | 0.65866 | 0 | 0 | 19565.4785 | 3.3664e-05 | 92 | Commercial_2024_Technical_GWh_Before Competition Groups_92 | Low Flow Pre-Rinse Spray Nozzle | 0.003366% | 0 | 0.65866 | Commercial_2024_Technical_GWh_Before Competition Groups_Low Flow Pre-Rinse Spray Nozzle
Commercial | Com ¦ HVAC Optimization | 2024 | Technical | GWh | Before Competition Groups | 0.63852 | 0 | 0 | 19565.4785 | 3.2635e-05 | 93 | Commercial_2024_Technical_GWh_Before Competition Groups_93 | HVAC Optimization | 0.003264% | 0 | 0.63852 | Commercial_2024_Technical_GWh_Before Competition Groups_HVAC Optimization
Commercial | Com ¦ High Efficiency Chiller (avg of water and air cooled) | 2024 | Technical | GWh | Before Competition Groups | 0.30554 | 0 | 0 | 19565.4785 | 1.5616e-05 | 94 | Commercial_2024_Technical_GWh_Before Competition Groups_94 | High Efficiency Chiller (avg of water and air cooled) | 0.001562% | 0 | 0.30554 | Commercial_2024_Technical_GWh_Before Competition Groups_High Efficiency Chiller (avg of water and air cooled)
Commercial | Com ¦ EC Plug Fan for Data Center (under cabinet) | 2024 | Technical | GWh | Before Competition Groups | 0.18029 | 0 | 0 | 19565.4785 | 9.2145e-06 | 95 | Commercial_2024_Technical_GWh_Before Competition Groups_95 | EC Plug Fan for Data Center (under cabinet) | 0.0009215% | 0 | 0.18029 | Commercial_2024_Technical_GWh_Before Competition Groups_EC Plug Fan for Data Center (under cabinet)
Commercial | Com ¦ eCube | 2024 | Technical | GWh | Before Competition Groups | 0.10727 | 0 | 0 | 19565.4785 | 5.4827e-06 | 96 | Commercial_2024_Technical_GWh_Before Competition Groups_96 | eCube | 0.0005483% | 0 | 0.10727 | Commercial_2024_Technical_GWh_Before Competition Groups_eCube
Commercial | Com ¦ Exterior Photocell | 2024 | Technical | GWh | Before Competition Groups | 0.072363 | 0 | 0 | 19565.4785 | 3.6985e-06 | 97 | Commercial_2024_Technical_GWh_Before Competition Groups_97 | Exterior Photocell | 0.0003699% | 0 | 0.072363 | Commercial_2024_Technical_GWh_Before Competition Groups_Exterior Photocell
Commercial | Com ¦ Air Curtains | 2024 | Technical | GWh | Before Competition Groups | 0.051336 | 0 | 0 | 19565.4785 | 2.6238e-06 | 98 | Commercial_2024_Technical_GWh_Before Competition Groups_98 | Air Curtains | 0.0002624% | 0 | 0.051336 | Commercial_2024_Technical_GWh_Before Competition Groups_Air Curtains
Commercial | Com ¦ VSD Air Compressor | 2024 | Technical | GWh | Before Competition Groups | 0.026816 | 0 | 0 | 19565.4785 | 1.3706e-06 | 99 | Commercial_2024_Technical_GWh_Before Competition Groups_99 | VSD Air Compressor | 0.0001371% | 0 | 0.026816 | Commercial_2024_Technical_GWh_Before Competition Groups_VSD Air Compressor
Commercial | Com ¦ High Efficiency Induction Cooking | 2024 | Technical | GWh | Before Competition Groups | 0.0067699 | 0 | 0 | 19565.4785 | 3.4601e-07 | 100 | Commercial_2024_Technical_GWh_Before Competition Groups_100 | High Efficiency Induction Cooking | 3.46e-05% | 0 | 0.0067699 | Commercial_2024_Technical_GWh_Before Competition Groups_High Efficiency Induction Cooking
Commercial | Com ¦ Electric Convection Combination Ovens | 2024 | Technical | GWh | Before Competition Groups | 0.0020798 | 0 | 0 | 19565.4785 | 1.063e-07 | 101 | Commercial_2024_Technical_GWh_Before Competition Groups_101 | Electric Convection Combination Ovens | 1.063e-05% | 0 | 0.0020798 | Commercial_2024_Technical_GWh_Before Competition Groups_Electric Convection Combination Ovens
Commercial | Com ¦ Building Recommissioning, Operations and Maintenance (O&M) Improvements | 2025 | Economic | GWh | Before Competition Groups | 2255.4248 | 0 | 0 | 13572.6212 | 0.16617 | 1 | Commercial_2025_Economic_GWh_Before Competition Groups_1 | Building Recommissioning, Operations and Maintenance (O&M) Improvements | 16.62% | 0 | 2255.4248 | Commercial_2025_Economic_GWh_Before Competition Groups_Building Recommissioning, Operations and Maintenance (O&M) Improvements
Commercial | Com ¦ LED Low/High Bay | 2025 | Economic | GWh | Before Competition Groups | 1335.6332 | 0 | 0 | 13572.6212 | 0.098406 | 2 | Commercial_2025_Economic_GWh_Before Competition Groups_2 | LED Low/High Bay | 9.841% | 0 | 1335.6332 | Commercial_2025_Economic_GWh_Before Competition Groups_LED Low/High Bay
Commercial | Com ¦ LED Troffer/Surface/Suspended | 2025 | Economic | GWh | Before Competition Groups | 1126.4206 | 0 | 0 | 13572.6212 | 0.082992 | 3 | Commercial_2025_Economic_GWh_Before Competition Groups_3 | LED Troffer/Surface/Suspended | 8.299% | 0 | 1126.4206 | Commercial_2025_Economic_GWh_Before Competition Groups_LED Troffer/Surface/Suspended
Commercial | Com ¦ ENERGY STAR LED LAMPS (REFLECTOR LAMPs/MR16/PAR 16) | 2025 | Economic | GWh | Before Competition Groups | 903.4125 | 0 | 0 | 13572.6212 | 0.066561 | 4 | Commercial_2025_Economic_GWh_Before Competition Groups_4 | ENERGY STAR LED LAMPS (REFLECTOR LAMPs/MR16/PAR 16) | 6.656% | 0 | 903.4125 | Commercial_2025_Economic_GWh_Before Competition Groups_ENERGY STAR LED LAMPS (REFLECTOR LAMPs/MR16/PAR 16)
Commercial | Com ¦ Education and Capacity Building/Energy Behavior | 2025 | Economic | GWh | Before Competition Groups | 840.7252 | 0 | 0 | 13572.6212 | 0.061943 | 5 | Commercial_2025_Economic_GWh_Before Competition Groups_5 | Education and Capacity Building/Energy Behavior | 6.194% | 0 | 840.7252 | Commercial_2025_Economic_GWh_Before Competition Groups_Education and Capacity Building/Energy Behavior
Commercial | Com ¦ Furnace Tune-Up | 2025 | Economic | GWh | Before Competition Groups | 619.3253 | 0 | 0 | 13572.6212 | 0.04563 | 6 | Commercial_2025_Economic_GWh_Before Competition Groups_6 | Furnace Tune-Up | 4.563% | 0 | 619.3253 | Commercial_2025_Economic_GWh_Before Competition Groups_Furnace Tune-Up
Commercial | Com ¦ LED EXTERIOR AREA LIGHTS - LED fixture (200W) | 2025 | Economic | GWh | Before Competition Groups | 580.3615 | 0 | 0 | 13572.6212 | 0.04276 | 7 | Commercial_2025_Economic_GWh_Before Competition Groups_7 | LED EXTERIOR AREA LIGHTS - LED fixture (200W) | 4.276% | 0 | 580.3615 | Commercial_2025_Economic_GWh_Before Competition Groups_LED EXTERIOR AREA LIGHTS - LED fixture (200W)
Commercial | Com ¦ LED parking lot fixture | 2025 | Economic | GWh | Before Competition Groups | 561.5144 | 0 | 0 | 13572.6212 | 0.041371 | 8 | Commercial_2025_Economic_GWh_Before Competition Groups_8 | LED parking lot fixture | 4.137% | 0 | 561.5144 | Commercial_2025_Economic_GWh_Before Competition Groups_LED parking lot fixture
Commercial | Com ¦ LED Replacement Lamp (Tube) | 2025 | Economic | GWh | Before Competition Groups | 384.0559 | 0 | 0 | 13572.6212 | 0.028296 | 9 | Commercial_2025_Economic_GWh_Before Competition Groups_9 | LED Replacement Lamp (Tube) | 2.83% | 0 | 384.0559 | Commercial_2025_Economic_GWh_Before Competition Groups_LED Replacement Lamp (Tube)
Commercial | Com ¦ High Efficiency Air Source Heat Pump | 2025 | Economic | GWh | Before Competition Groups | 356.7637 | 0 | 0 | 13572.6212 | 0.026286 | 10 | Commercial_2025_Economic_GWh_Before Competition Groups_10 | High Efficiency Air Source Heat Pump | 2.629% | 0 | 356.7637 | Commercial_2025_Economic_GWh_Before Competition Groups_High Efficiency Air Source Heat Pump
Commercial | Com ¦ LED street light fixture | 2025 | Economic | GWh | Before Competition Groups | 339.2907 | 0 | 0 | 13572.6212 | 0.024998 | 11 | Commercial_2025_Economic_GWh_Before Competition Groups_11 | LED street light fixture | 2.5% | 0 | 339.2907 | Commercial_2025_Economic_GWh_Before Competition Groups_LED street light fixture
Commercial | Com ¦ Advanced BAS/Controllers | 2025 | Economic | GWh | Before Competition Groups | 319.7441 | 0 | 0 | 13572.6212 | 0.023558 | 12 | Commercial_2025_Economic_GWh_Before Competition Groups_12 | Advanced BAS/Controllers | 2.356% | 0 | 319.7441 | Commercial_2025_Economic_GWh_Before Competition Groups_Advanced BAS/Controllers
Commercial | Com ¦ LLLC - Low Impact Application | 2025 | Economic | GWh | Before Competition Groups | 318.2022 | 0 | 0 | 13572.6212 | 0.023444 | 13 | Commercial_2025_Economic_GWh_Before Competition Groups_13 | LLLC - Low Impact Application | 2.344% | 0 | 318.2022 | Commercial_2025_Economic_GWh_Before Competition Groups_LLLC - Low Impact Application
Commercial | Com ¦ Data Center Storage/Server Virtualization | 2025 | Economic | GWh | Before Competition Groups | 270.4023 | 0 | 0 | 13572.6212 | 0.019923 | 14 | Commercial_2025_Economic_GWh_Before Competition Groups_14 | Data Center Storage/Server Virtualization | 1.992% | 0 | 270.4023 | Commercial_2025_Economic_GWh_Before Competition Groups_Data Center Storage/Server Virtualization
Commercial | Com ¦ Demand Control Ventilation | 2025 | Economic | GWh | Before Competition Groups | 255.9298 | 0 | 0 | 13572.6212 | 0.018856 | 15 | Commercial_2025_Economic_GWh_Before Competition Groups_15 | Demand Control Ventilation | 1.886% | 0 | 255.9298 | Commercial_2025_Economic_GWh_Before Competition Groups_Demand Control Ventilation
Commercial | Com ¦ LLLC - High Impact Application | 2025 | Economic | GWh | Before Competition Groups | 235.9667 | 0 | 0 | 13572.6212 | 0.017385 | 16 | Commercial_2025_Economic_GWh_Before Competition Groups_16 | LLLC - High Impact Application | 1.739% | 0 | 235.9667 | Commercial_2025_Economic_GWh_Before Competition Groups_LLLC - High Impact Application
Commercial | Com ¦ Strip Curtains | 2025 | Economic | GWh | Before Competition Groups | 235.1788 | 0 | 0 | 13572.6212 | 0.017327 | 17 | Commercial_2025_Economic_GWh_Before Competition Groups_17 | Strip Curtains | 1.733% | 0 | 235.1788 | Commercial_2025_Economic_GWh_Before Competition Groups_Strip Curtains
Commercial | Com ¦ Variable Frequency Drive (VFD) | 2025 | Economic | GWh | Before Competition Groups | 205.2843 | 0 | 0 | 13572.6212 | 0.015125 | 18 | Commercial_2025_Economic_GWh_Before Competition Groups_18 | Variable Frequency Drive (VFD) | 1.512% | 0 | 205.2843 | Commercial_2025_Economic_GWh_Before Competition Groups_Variable Frequency Drive (VFD)
Commercial | Com ¦ VFD on Pumps | 2025 | Economic | GWh | Before Competition Groups | 192.1217 | 0 | 0 | 13572.6212 | 0.014155 | 19 | Commercial_2025_Economic_GWh_Before Competition Groups_19 | VFD on Pumps | 1.416% | 0 | 192.1217 | Commercial_2025_Economic_GWh_Before Competition Groups_VFD on Pumps
Commercial | Com ¦ Centrally controlled desktop PC/NETWORK PC POWER MANAGEMENT SOFTWARE | 2025 | Economic | GWh | Before Competition Groups | 181.467 | 0 | 0 | 13572.6212 | 0.01337 | 20 | Commercial_2025_Economic_GWh_Before Competition Groups_20 | Centrally controlled desktop PC/NETWORK PC POWER MANAGEMENT SOFTWARE | 1.337% | 0 | 181.467 | Commercial_2025_Economic_GWh_Before Competition Groups_Centrally controlled desktop PC/NETWORK PC POWER MANAGEMENT SOFTWARE
Commercial | Com ¦ Reach-in Shaded Pole to ECM/PSC Evaporator Fan Motor | 2025 | Economic | GWh | Before Competition Groups | 179.3943 | 0 | 0 | 13572.6212 | 0.013217 | 21 | Commercial_2025_Economic_GWh_Before Competition Groups_21 | Reach-in Shaded Pole to ECM/PSC Evaporator Fan Motor | 1.322% | 0 | 179.3943 | Commercial_2025_Economic_GWh_Before Competition Groups_Reach-in Shaded Pole to ECM/PSC Evaporator Fan Motor
Commercial | Com ¦ Air Handler with Dedicated Outdoor Air Systems | 2025 | Economic | GWh | Before Competition Groups | 156.6806 | 0 | 0 | 13572.6212 | 0.011544 | 22 | Commercial_2025_Economic_GWh_Before Competition Groups_22 | Air Handler with Dedicated Outdoor Air Systems | 1.154% | 0 | 156.6806 | Commercial_2025_Economic_GWh_Before Competition Groups_Air Handler with Dedicated Outdoor Air Systems
Commercial | Com ¦ LED or Equivalent Sign Lighting | 2025 | Economic | GWh | Before Competition Groups | 153.0018 | 0 | 0 | 13572.6212 | 0.011273 | 23 | Commercial_2025_Economic_GWh_Before Competition Groups_23 | LED or Equivalent Sign Lighting | 1.127% | 0 | 153.0018 | Commercial_2025_Economic_GWh_Before Competition Groups_LED or Equivalent Sign Lighting
Commercial | Com ¦ Refrigerated Display Case Doors | 2025 | Economic | GWh | Before Competition Groups | 147.0501 | 0 | 0 | 13572.6212 | 0.010834 | 24 | Commercial_2025_Economic_GWh_Before Competition Groups_24 | Refrigerated Display Case Doors | 1.083% | 0 | 147.0501 | Commercial_2025_Economic_GWh_Before Competition Groups_Refrigerated Display Case Doors
Commercial | Com ¦ Adaptive Thermostats | 2025 | Economic | GWh | Before Competition Groups | 138.3408 | 0 | 0 | 13572.6212 | 0.010193 | 25 | Commercial_2025_Economic_GWh_Before Competition Groups_25 | Adaptive Thermostats | 1.019% | 0 | 138.3408 | Commercial_2025_Economic_GWh_Before Competition Groups_Adaptive Thermostats
Commercial | Com ¦ ENERGY STAR LED LAMPS (General Service Lamps) | 2025 | Economic | GWh | Before Competition Groups | 114.9479 | 0 | 0 | 13572.6212 | 0.0084691 | 26 | Commercial_2025_Economic_GWh_Before Competition Groups_26 | ENERGY STAR LED LAMPS (General Service Lamps) | 0.8469% | 0 | 114.9479 | Commercial_2025_Economic_GWh_Before Competition Groups_ENERGY STAR LED LAMPS (General Service Lamps)
Commercial | Com ¦ Unitary Air-Conditioning Unit | 2025 | Economic | GWh | Before Competition Groups | 106.4065 | 0 | 0 | 13572.6212 | 0.0078398 | 27 | Commercial_2025_Economic_GWh_Before Competition Groups_27 | Unitary Air-Conditioning Unit | 0.784% | 0 | 106.4065 | Commercial_2025_Economic_GWh_Before Competition Groups_Unitary Air-Conditioning Unit
Commercial | Com ¦ ECM MOTORS FOR EVAPORATOR FANS for refrigeration (WALK-IN) | 2025 | Economic | GWh | Before Competition Groups | 97.2473 | 0 | 0 | 13572.6212 | 0.007165 | 28 | Commercial_2025_Economic_GWh_Before Competition Groups_28 | ECM MOTORS FOR EVAPORATOR FANS for refrigeration (WALK-IN) | 0.7165% | 0 | 97.2473 | Commercial_2025_Economic_GWh_Before Competition Groups_ECM MOTORS FOR EVAPORATOR FANS for refrigeration (WALK-IN)
Commercial | Com ¦ Condensing Unit Heaters or other Efficient Unit Heating System | 2025 | Economic | GWh | Before Competition Groups | 93.1995 | 0 | 0 | 13572.6212 | 0.0068667 | 29 | Commercial_2025_Economic_GWh_Before Competition Groups_29 | Condensing Unit Heaters or other Efficient Unit Heating System | 0.6867% | 0 | 93.1995 | Commercial_2025_Economic_GWh_Before Competition Groups_Condensing Unit Heaters or other Efficient Unit Heating System
Commercial | Com ¦ Refrigerated Display Case LED | 2025 | Economic | GWh | Before Competition Groups | 82.213 | 0 | 0 | 13572.6212 | 0.0060573 | 30 | Commercial_2025_Economic_GWh_Before Competition Groups_30 | Refrigerated Display Case LED | 0.6057% | 0 | 82.213 | Commercial_2025_Economic_GWh_Before Competition Groups_Refrigerated Display Case LED
Commercial | Com ¦ Demand Control Kitchen Ventilation | 2025 | Economic | GWh | Before Competition Groups | 81.0068 | 0 | 0 | 13572.6212 | 0.0059684 | 31 | Commercial_2025_Economic_GWh_Before Competition Groups_31 | Demand Control Kitchen Ventilation | 0.5968% | 0 | 81.0068 | Commercial_2025_Economic_GWh_Before Competition Groups_Demand Control Kitchen Ventilation
Commercial | Com ¦ Freezer Case Light Sensor | 2025 | Economic | GWh | Before Competition Groups | 80.0946 | 0 | 0 | 13572.6212 | 0.0059012 | 32 | Commercial_2025_Economic_GWh_Before Competition Groups_32 | Freezer Case Light Sensor | 0.5901% | 0 | 80.0946 | Commercial_2025_Economic_GWh_Before Competition Groups_Freezer Case Light Sensor
Commercial | Com ¦ Evaporator Fan Controls | 2025 | Economic | GWh | Before Competition Groups | 78.1288 | 0 | 0 | 13572.6212 | 0.0057564 | 33 | Commercial_2025_Economic_GWh_Before Competition Groups_33 | Evaporator Fan Controls | 0.5756% | 0 | 78.1288 | Commercial_2025_Economic_GWh_Before Competition Groups_Evaporator Fan Controls
Commercial | Com ¦ Occupancy Sensors | 2025 | Economic | GWh | Before Competition Groups | 71.8441 | 0 | 0 | 13572.6212 | 0.0052933 | 34 | Commercial_2025_Economic_GWh_Before Competition Groups_34 | Occupancy Sensors | 0.5293% | 0 | 71.8441 | Commercial_2025_Economic_GWh_Before Competition Groups_Occupancy Sensors
Commercial | Com ¦ Elec Storage WH 2.30 Et | 2025 | Economic | GWh | Before Competition Groups | 38.865 | 0 | 0 | 13572.6212 | 0.0028635 | 35 | Commercial_2025_Economic_GWh_Before Competition Groups_35 | Elec Storage WH 2.30 Et | 0.2863% | 0 | 38.865 | Commercial_2025_Economic_GWh_Before Competition Groups_Elec Storage WH 2.30 Et
Commercial | Com ¦ BEVERAGE VENDING MACHINE CONTROLS | 2025 | Economic | GWh | Before Competition Groups | 37.0807 | 0 | 0 | 13572.6212 | 0.002732 | 36 | Commercial_2025_Economic_GWh_Before Competition Groups_36 | BEVERAGE VENDING MACHINE CONTROLS | 0.2732% | 0 | 37.0807 | Commercial_2025_Economic_GWh_Before Competition Groups_BEVERAGE VENDING MACHINE CONTROLS
Commercial | Com ¦ Networked/Connected - Low Impact Application | 2025 | Economic | GWh | Before Competition Groups | 35.2568 | 0 | 0 | 13572.6212 | 0.0025976 | 37 | Commercial_2025_Economic_GWh_Before Competition Groups_37 | Networked/Connected - Low Impact Application | 0.2598% | 0 | 35.2568 | Commercial_2025_Economic_GWh_Before Competition Groups_Networked/Connected - Low Impact Application
Commercial | Com ¦ Door Gasket Freezer/Refrigerator | 2025 | Economic | GWh | Before Competition Groups | 30.8589 | 0 | 0 | 13572.6212 | 0.0022736 | 38 | Commercial_2025_Economic_GWh_Before Competition Groups_38 | Door Gasket Freezer/Refrigerator | 0.2274% | 0 | 30.8589 | Commercial_2025_Economic_GWh_Before Competition Groups_Door Gasket Freezer/Refrigerator
Commercial | Com ¦ Temperature Adjustment in Commercial Freezers | 2025 | Economic | GWh | Before Competition Groups | 29.8756 | 0 | 0 | 13572.6212 | 0.0022012 | 39 | Commercial_2025_Economic_GWh_Before Competition Groups_39 | Temperature Adjustment in Commercial Freezers | 0.2201% | 0 | 29.8756 | Commercial_2025_Economic_GWh_Before Competition Groups_Temperature Adjustment in Commercial Freezers
Commercial | Com ¦ Networked/Connected - High Impact Application | 2025 | Economic | GWh | Before Competition Groups | 29.532 | 0 | 0 | 13572.6212 | 0.0021759 | 40 | Commercial_2025_Economic_GWh_Before Competition Groups_40 | Networked/Connected - High Impact Application | 0.2176% | 0 | 29.532 | Commercial_2025_Economic_GWh_Before Competition Groups_Networked/Connected - High Impact Application
Commercial | Com ¦ CO Sensors for parking garage exhaust fans | 2025 | Economic | GWh | Before Competition Groups | 27.9723 | 0 | 0 | 13572.6212 | 0.0020609 | 41 | Commercial_2025_Economic_GWh_Before Competition Groups_41 | CO Sensors for parking garage exhaust fans | 0.2061% | 0 | 27.9723 | Commercial_2025_Economic_GWh_Before Competition Groups_CO Sensors for parking garage exhaust fans
Commercial | Com ¦ Energy Efficient Laboratory Fume Hood | 2025 | Economic | GWh | Before Competition Groups | 26.6087 | 0 | 0 | 13572.6212 | 0.0019605 | 42 | Commercial_2025_Economic_GWh_Before Competition Groups_42 | Energy Efficient Laboratory Fume Hood | 0.196% | 0 | 26.6087 | Commercial_2025_Economic_GWh_Before Competition Groups_Energy Efficient Laboratory Fume Hood
Commercial | Com ¦ Chilled Water Optimization | 2025 | Economic | GWh | Before Competition Groups | 25.6811 | 0 | 0 | 13572.6212 | 0.0018921 | 43 | Commercial_2025_Economic_GWh_Before Competition Groups_43 | Chilled Water Optimization | 0.1892% | 0 | 25.6811 | Commercial_2025_Economic_GWh_Before Competition Groups_Chilled Water Optimization
Commercial | Com ¦ ENERGY STAR Griddle (74% eff) | 2025 | Economic | GWh | Before Competition Groups | 25.271 | 0 | 0 | 13572.6212 | 0.0018619 | 44 | Commercial_2025_Economic_GWh_Before Competition Groups_44 | ENERGY STAR Griddle (74% eff) | 0.1862% | 0 | 25.271 | Commercial_2025_Economic_GWh_Before Competition Groups_ENERGY STAR Griddle (74% eff)
Commercial | Com ¦ Vertical Night Covers | 2025 | Economic | GWh | Before Competition Groups | 23.1754 | 0 | 0 | 13572.6212 | 0.0017075 | 45 | Commercial_2025_Economic_GWh_Before Competition Groups_45 | Vertical Night Covers | 0.1708% | 0 | 23.1754 | Commercial_2025_Economic_GWh_Before Competition Groups_Vertical Night Covers
Commercial | Com ¦ Duct Insulation, R8 | 2025 | Economic | GWh | Before Competition Groups | 20.6323 | 0 | 0 | 13572.6212 | 0.0015201 | 46 | Commercial_2025_Economic_GWh_Before Competition Groups_46 | Duct Insulation, R8 | 0.152% | 0 | 20.6323 | Commercial_2025_Economic_GWh_Before Competition Groups_Duct Insulation, R8
Commercial | Com ¦ Water Heating (DHW) Pipe Insulation (Add 3/4\ Foam)" | 2025 | Economic | GWh | Before Competition Groups | 19.9473 | 0 | 0 | 13572.6212 | 0.0014697 | 47 | Commercial_2025_Economic_GWh_Before Competition Groups_47 | Water Heating (DHW) Pipe Insulation (Add 3/4\ Foam)" | 0.147% | 0 | 19.9473 | Commercial_2025_Economic_GWh_Before Competition Groups_Water Heating (DHW) Pipe Insulation (Add 3/4\ Foam)"
Commercial | Com ¦ Water Source Heat Pump (4 ton) | 2025 | Economic | GWh | Before Competition Groups | 19.5039 | 0 | 0 | 13572.6212 | 0.001437 | 48 | Commercial_2025_Economic_GWh_Before Competition Groups_48 | Water Source Heat Pump (4 ton) | 0.1437% | 0 | 19.5039 | Commercial_2025_Economic_GWh_Before Competition Groups_Water Source Heat Pump (4 ton)
Commercial | Com ¦ Outside Air Economizer | 2025 | Economic | GWh | Before Competition Groups | 16.3906 | 0 | 0 | 13572.6212 | 0.0012076 | 49 | Commercial_2025_Economic_GWh_Before Competition Groups_49 | Outside Air Economizer | 0.1208% | 0 | 16.3906 | Commercial_2025_Economic_GWh_Before Competition Groups_Outside Air Economizer
Commercial | Com ¦ Suction Pipe Insulation Freezer/Refrigerator | 2025 | Economic | GWh | Before Competition Groups | 12.6663 | 0 | 0 | 13572.6212 | 0.00093322 | 50 | Commercial_2025_Economic_GWh_Before Competition Groups_50 | Suction Pipe Insulation Freezer/Refrigerator | 0.09332% | 0 | 12.6663 | Commercial_2025_Economic_GWh_Before Competition Groups_Suction Pipe Insulation Freezer/Refrigerator
Commercial | Com ¦ ENERGY STAR Dishwasher | 2025 | Economic | GWh | Before Competition Groups | 10.0316 | 0 | 0 | 13572.6212 | 0.0007391 | 51 | Commercial_2025_Economic_GWh_Before Competition Groups_51 | ENERGY STAR Dishwasher | 0.07391% | 0 | 10.0316 | Commercial_2025_Economic_GWh_Before Competition Groups_ENERGY STAR Dishwasher
Commercial | Com ¦ ENERGY STAR Fryer (84% eff) | 2025 | Economic | GWh | Before Competition Groups | 8.9067 | 0 | 0 | 13572.6212 | 0.00065623 | 52 | Commercial_2025_Economic_GWh_Before Competition Groups_52 | ENERGY STAR Fryer (84% eff) | 0.06562% | 0 | 8.9067 | Commercial_2025_Economic_GWh_Before Competition Groups_ENERGY STAR Fryer (84% eff)
Commercial | Com ¦ Ozone Laundry Treatment | 2025 | Economic | GWh | Before Competition Groups | 6.1926 | 0 | 0 | 13572.6212 | 0.00045626 | 53 | Commercial_2025_Economic_GWh_Before Competition Groups_53 | Ozone Laundry Treatment | 0.04563% | 0 | 6.1926 | Commercial_2025_Economic_GWh_Before Competition Groups_Ozone Laundry Treatment
Commercial | Com ¦ High Efficiency Small Instantaneous Water Heater | 2025 | Economic | GWh | Before Competition Groups | 4.6605 | 0 | 0 | 13572.6212 | 0.00034337 | 54 | Commercial_2025_Economic_GWh_Before Competition Groups_54 | High Efficiency Small Instantaneous Water Heater | 0.03434% | 0 | 4.6605 | Commercial_2025_Economic_GWh_Before Competition Groups_High Efficiency Small Instantaneous Water Heater
Commercial | Com ¦ ENERGY STAR Steam Cookers | 2025 | Economic | GWh | Before Competition Groups | 4.3638 | 0 | 0 | 13572.6212 | 0.00032151 | 55 | Commercial_2025_Economic_GWh_Before Competition Groups_55 | ENERGY STAR Steam Cookers | 0.03215% | 0 | 4.3638 | Commercial_2025_Economic_GWh_Before Competition Groups_ENERGY STAR Steam Cookers
Commercial | Com ¦ Demand controlled Circulating Systems | 2025 | Economic | GWh | Before Competition Groups | 4.2745 | 0 | 0 | 13572.6212 | 0.00031494 | 56 | Commercial_2025_Economic_GWh_Before Competition Groups_56 | Demand controlled Circulating Systems | 0.03149% | 0 | 4.2745 | Commercial_2025_Economic_GWh_Before Competition Groups_Demand controlled Circulating Systems
Commercial | Com ¦ ECM MOTORS FOR HVAC APPLICATION (FAN-POWERED VAV BOX) | 2025 | Economic | GWh | Before Competition Groups | 2.6007 | 0 | 0 | 13572.6212 | 0.00019161 | 57 | Commercial_2025_Economic_GWh_Before Competition Groups_57 | ECM MOTORS FOR HVAC APPLICATION (FAN-POWERED VAV BOX) | 0.01916% | 0 | 2.6007 | Commercial_2025_Economic_GWh_Before Competition Groups_ECM MOTORS FOR HVAC APPLICATION (FAN-POWERED VAV BOX)
Commercial | Com ¦ Condensing Make Up Air Unit | 2025 | Economic | GWh | Before Competition Groups | 2.5593 | 0 | 0 | 13572.6212 | 0.00018857 | 58 | Commercial_2025_Economic_GWh_Before Competition Groups_58 | Condensing Make Up Air Unit | 0.01886% | 0 | 2.5593 | Commercial_2025_Economic_GWh_Before Competition Groups_Condensing Make Up Air Unit
Commercial | Com ¦ Solar Water Preheat (Pools/DHW) | 2025 | Economic | GWh | Before Competition Groups | 2.0518 | 0 | 0 | 13572.6212 | 0.00015117 | 59 | Commercial_2025_Economic_GWh_Before Competition Groups_59 | Solar Water Preheat (Pools/DHW) | 0.01512% | 0 | 2.0518 | Commercial_2025_Economic_GWh_Before Competition Groups_Solar Water Preheat (Pools/DHW)
Commercial | Com ¦ Thermostat Setback | 2025 | Economic | GWh | Before Competition Groups | 2.037 | 0 | 0 | 13572.6212 | 0.00015008 | 60 | Commercial_2025_Economic_GWh_Before Competition Groups_60 | Thermostat Setback | 0.01501% | 0 | 2.037 | Commercial_2025_Economic_GWh_Before Competition Groups_Thermostat Setback
Commercial | Com ¦ Notched V belts for HVAC Systems | 2025 | Economic | GWh | Before Competition Groups | 1.9971 | 0 | 0 | 13572.6212 | 0.00014714 | 61 | Commercial_2025_Economic_GWh_Before Competition Groups_61 | Notched V belts for HVAC Systems | 0.01471% | 0 | 1.9971 | Commercial_2025_Economic_GWh_Before Competition Groups_Notched V belts for HVAC Systems
Commercial | Com ¦ PTAC (12 EER/10,000 BTU) | 2025 | Economic | GWh | Before Competition Groups | 1.514 | 0 | 0 | 13572.6212 | 0.00011155 | 62 | Commercial_2025_Economic_GWh_Before Competition Groups_62 | PTAC (12 EER/10,000 BTU) | 0.01115% | 0 | 1.514 | Commercial_2025_Economic_GWh_Before Competition Groups_PTAC (12 EER/10,000 BTU)
Commercial | Com ¦ Auto Off Time Switch or Time Clock control | 2025 | Economic | GWh | Before Competition Groups | 1.2863 | 0 | 0 | 13572.6212 | 9.4771e-05 | 63 | Commercial_2025_Economic_GWh_Before Competition Groups_63 | Auto Off Time Switch or Time Clock control | 0.009477% | 0 | 1.2863 | Commercial_2025_Economic_GWh_Before Competition Groups_Auto Off Time Switch or Time Clock control
Commercial | Com ¦ CEE Tier 2/Energy Star Clothes Washers | 2025 | Economic | GWh | Before Competition Groups | 1.0174 | 0 | 0 | 13572.6212 | 7.4962e-05 | 64 | Commercial_2025_Economic_GWh_Before Competition Groups_64 | CEE Tier 2/Energy Star Clothes Washers | 0.007496% | 0 | 1.0174 | Commercial_2025_Economic_GWh_Before Competition Groups_CEE Tier 2/Energy Star Clothes Washers
Commercial | COM ¦ Ductless Mini-Split Heat Pumps | 2025 | Economic | GWh | Before Competition Groups | 0.79055 | 0 | 0 | 13572.6212 | 5.8246e-05 | 65 | Commercial_2025_Economic_GWh_Before Competition Groups_65 | Ductless Mini-Split Heat Pumps | 0.005825% | 0 | 0.79055 | Commercial_2025_Economic_GWh_Before Competition Groups_Ductless Mini-Split Heat Pumps
Commercial | Com ¦ Low Flow Pre-Rinse Spray Nozzle | 2025 | Economic | GWh | Before Competition Groups | 0.70546 | 0 | 0 | 13572.6212 | 5.1977e-05 | 66 | Commercial_2025_Economic_GWh_Before Competition Groups_66 | Low Flow Pre-Rinse Spray Nozzle | 0.005198% | 0 | 0.70546 | Commercial_2025_Economic_GWh_Before Competition Groups_Low Flow Pre-Rinse Spray Nozzle
Commercial | Com ¦ Commercial Hot Food Holding Cabinets | 2025 | Economic | GWh | Before Competition Groups | 0.38375 | 0 | 0 | 13572.6212 | 2.8274e-05 | 67 | Commercial_2025_Economic_GWh_Before Competition Groups_67 | Commercial Hot Food Holding Cabinets | 0.002827% | 0 | 0.38375 | Commercial_2025_Economic_GWh_Before Competition Groups_Commercial Hot Food Holding Cabinets
Commercial | Com ¦ HVAC Optimization | 2025 | Economic | GWh | Before Competition Groups | 0.37327 | 0 | 0 | 13572.6212 | 2.7501e-05 | 68 | Commercial_2025_Economic_GWh_Before Competition Groups_68 | HVAC Optimization | 0.00275% | 0 | 0.37327 | Commercial_2025_Economic_GWh_Before Competition Groups_HVAC Optimization
Commercial | Com ¦ Energy Recovery Ventilation and Ventilation (Enhanced) | 2025 | Economic | GWh | Before Competition Groups | 0.32716 | 0 | 0 | 13572.6212 | 2.4104e-05 | 69 | Commercial_2025_Economic_GWh_Before Competition Groups_69 | Energy Recovery Ventilation and Ventilation (Enhanced) | 0.00241% | 0 | 0.32716 | Commercial_2025_Economic_GWh_Before Competition Groups_Energy Recovery Ventilation and Ventilation (Enhanced)
Commercial | Com ¦ Wall Insulation | 2025 | Economic | GWh | Before Competition Groups | 0.18952 | 0 | 0 | 13572.6212 | 1.3964e-05 | 70 | Commercial_2025_Economic_GWh_Before Competition Groups_70 | Wall Insulation | 0.001396% | 0 | 0.18952 | Commercial_2025_Economic_GWh_Before Competition Groups_Wall Insulation
Commercial | Com ¦ Room AC (w/ louvered sides) 14 SEER from 12 SEER code | 2025 | Economic | GWh | Before Competition Groups | 0.089108 | 0 | 0 | 13572.6212 | 6.5653e-06 | 71 | Commercial_2025_Economic_GWh_Before Competition Groups_71 | Room AC (w/ louvered sides) 14 SEER from 12 SEER code | 0.0006565% | 0 | 0.089108 | Commercial_2025_Economic_GWh_Before Competition Groups_Room AC (w/ louvered sides) 14 SEER from 12 SEER code
Commercial | Com ¦ Air Curtains | 2025 | Economic | GWh | Before Competition Groups | 0.052082 | 0 | 0 | 13572.6212 | 3.8373e-06 | 72 | Commercial_2025_Economic_GWh_Before Competition Groups_72 | Air Curtains | 0.0003837% | 0 | 0.052082 | Commercial_2025_Economic_GWh_Before Competition Groups_Air Curtains
Commercial | Com ¦ EC Plug Fan for Data Center (under cabinet) | 2025 | Economic | GWh | Before Competition Groups | 0.038858 | 0 | 0 | 13572.6212 | 2.8629e-06 | 73 | Commercial_2025_Economic_GWh_Before Competition Groups_73 | EC Plug Fan for Data Center (under cabinet) | 0.0002863% | 0 | 0.038858 | Commercial_2025_Economic_GWh_Before Competition Groups_EC Plug Fan for Data Center (under cabinet)
Commercial | Com ¦ High Efficiency Chiller (avg of water and air cooled) | 2025 | Economic | GWh | Before Competition Groups | 0.033742 | 0 | 0 | 13572.6212 | 2.486e-06 | 74 | Commercial_2025_Economic_GWh_Before Competition Groups_74 | High Efficiency Chiller (avg of water and air cooled) | 0.0002486% | 0 | 0.033742 | Commercial_2025_Economic_GWh_Before Competition Groups_High Efficiency Chiller (avg of water and air cooled)
Commercial | Com ¦ VSD Air Compressor | 2025 | Economic | GWh | Before Competition Groups | 0.030321 | 0 | 0 | 13572.6212 | 2.234e-06 | 75 | Commercial_2025_Economic_GWh_Before Competition Groups_75 | VSD Air Compressor | 0.0002234% | 0 | 0.030321 | Commercial_2025_Economic_GWh_Before Competition Groups_VSD Air Compressor
Commercial | Com ¦ LED RECESSED DOWNLIGHTS | 2025 | Economic | GWh | Before Competition Groups | 0.013241 | 0 | 0 | 13572.6212 | 9.7557e-07 | 76 | Commercial_2025_Economic_GWh_Before Competition Groups_76 | LED RECESSED DOWNLIGHTS | 9.756e-05% | 0 | 0.013241 | Commercial_2025_Economic_GWh_Before Competition Groups_LED RECESSED DOWNLIGHTS
Commercial | Com ¦ Electric Convection Combination Ovens | 2025 | Economic | GWh | Before Competition Groups | 0.0023551 | 0 | 0 | 13572.6212 | 1.7352e-07 | 77 | Commercial_2025_Economic_GWh_Before Competition Groups_77 | Electric Convection Combination Ovens | 1.735e-05% | 0 | 0.0023551 | Commercial_2025_Economic_GWh_Before Competition Groups_Electric Convection Combination Ovens
Commercial | Com ¦ Efficient compressor motor | 2025 | Economic | GWh | Before Competition Groups | 0 | 0 | 0 | 13572.6212 | 0 | 78 | Commercial_2025_Economic_GWh_Before Competition Groups_78 | Efficient compressor motor | 0% | 0 | 0 | Commercial_2025_Economic_GWh_Before Competition Groups_Efficient compressor motor
Commercial | Com ¦ Indoor Daylight Sensors/Photocell Dimming Control | 2025 | Economic | GWh | Before Competition Groups | 0 | 0 | 0 | 13572.6212 | 0 | 79 | Commercial_2025_Economic_GWh_Before Competition Groups_79 | Indoor Daylight Sensors/Photocell Dimming Control | 0% | 0 | 0 | Commercial_2025_Economic_GWh_Before Competition Groups_Indoor Daylight Sensors/Photocell Dimming Control
Commercial | Com ¦ Variable Refrigerant Flow Heat Pump | 2025 | Economic | GWh | Before Competition Groups | 0 | 0 | 0 | 13572.6212 | 0 | 80 | Commercial_2025_Economic_GWh_Before Competition Groups_80 | Variable Refrigerant Flow Heat Pump | 0% | 0 | 0 | Commercial_2025_Economic_GWh_Before Competition Groups_Variable Refrigerant Flow Heat Pump
Commercial | Com ¦ ENERGY STAR LED LAMPS (REFLECTOR LAMPs/MR16/PAR 16) | 2025 | SC A | GWh | Before Competition Groups | 646.9948 | 0 | 0 | 4317.0436 | 0.14987 | 1 | Commercial_2025_SC A_GWh_Before Competition Groups_1 | ENERGY STAR LED LAMPS (REFLECTOR LAMPs/MR16/PAR 16) | 14.99% | 0 | 646.9948 | Commercial_2025_SC A_GWh_Before Competition Groups_ENERGY STAR LED LAMPS (REFLECTOR LAMPs/MR16/PAR 16)
Commercial | Com ¦ LED Troffer/Surface/Suspended | 2025 | SC A | GWh | Before Competition Groups | 415.488 | 0 | 0 | 4317.0436 | 0.096244 | 2 | Commercial_2025_SC A_GWh_Before Competition Groups_2 | LED Troffer/Surface/Suspended | 9.624% | 0 | 415.488 | Commercial_2025_SC A_GWh_Before Competition Groups_LED Troffer/Surface/Suspended
Commercial | Com ¦ LED Low/High Bay | 2025 | SC A | GWh | Before Competition Groups | 400.7469 | 0 | 0 | 4317.0436 | 0.092829 | 3 | Commercial_2025_SC A_GWh_Before Competition Groups_3 | LED Low/High Bay | 9.283% | 0 | 400.7469 | Commercial_2025_SC A_GWh_Before Competition Groups_LED Low/High Bay
Commercial | Com ¦ LED EXTERIOR AREA LIGHTS - LED fixture (200W) | 2025 | SC A | GWh | Before Competition Groups | 396.3723 | 0 | 0 | 4317.0436 | 0.091816 | 4 | Commercial_2025_SC A_GWh_Before Competition Groups_4 | LED EXTERIOR AREA LIGHTS - LED fixture (200W) | 9.182% | 0 | 396.3723 | Commercial_2025_SC A_GWh_Before Competition Groups_LED EXTERIOR AREA LIGHTS - LED fixture (200W)
Commercial | Com ¦ LED parking lot fixture | 2025 | SC A | GWh | Before Competition Groups | 387.4949 | 0 | 0 | 4317.0436 | 0.089759 | 5 | Commercial_2025_SC A_GWh_Before Competition Groups_5 | LED parking lot fixture | 8.976% | 0 | 387.4949 | Commercial_2025_SC A_GWh_Before Competition Groups_LED parking lot fixture
Commercial | Com ¦ LED Replacement Lamp (Tube) | 2025 | SC A | GWh | Before Competition Groups | 305.5033 | 0 | 0 | 4317.0436 | 0.070767 | 6 | Commercial_2025_SC A_GWh_Before Competition Groups_6 | LED Replacement Lamp (Tube) | 7.077% | 0 | 305.5033 | Commercial_2025_SC A_GWh_Before Competition Groups_LED Replacement Lamp (Tube)
Commercial | Com ¦ LED street light fixture | 2025 | SC A | GWh | Before Competition Groups | 225.3495 | 0 | 0 | 4317.0436 | 0.0522 | 7 | Commercial_2025_SC A_GWh_Before Competition Groups_7 | LED street light fixture | 5.22% | 0 | 225.3495 | Commercial_2025_SC A_GWh_Before Competition Groups_LED street light fixture
Commercial | Com ¦ Building Recommissioning, Operations and Maintenance (O&M) Improvements | 2025 | SC A | GWh | Before Competition Groups | 197.2184 | 0 | 0 | 4317.0436 | 0.045684 | 8 | Commercial_2025_SC A_GWh_Before Competition Groups_8 | Building Recommissioning, Operations and Maintenance (O&M) Improvements | 4.568% | 0 | 197.2184 | Commercial_2025_SC A_GWh_Before Competition Groups_Building Recommissioning, Operations and Maintenance (O&M) Improvements
Commercial | Com ¦ Data Center Storage/Server Virtualization | 2025 | SC A | GWh | Before Competition Groups | 141.9755 | 0 | 0 | 4317.0436 | 0.032887 | 9 | Commercial_2025_SC A_GWh_Before Competition Groups_9 | Data Center Storage/Server Virtualization | 3.289% | 0 | 141.9755 | Commercial_2025_SC A_GWh_Before Competition Groups_Data Center Storage/Server Virtualization
Commercial | Com ¦ Furnace Tune-Up | 2025 | SC A | GWh | Before Competition Groups | 130.5828 | 0 | 0 | 4317.0436 | 0.030248 | 10 | Commercial_2025_SC A_GWh_Before Competition Groups_10 | Furnace Tune-Up | 3.025% | 0 | 130.5828 | Commercial_2025_SC A_GWh_Before Competition Groups_Furnace Tune-Up
Commercial | Com ¦ Reach-in Shaded Pole to ECM/PSC Evaporator Fan Motor | 2025 | SC A | GWh | Before Competition Groups | 108.7624 | 0 | 0 | 4317.0436 | 0.025194 | 11 | Commercial_2025_SC A_GWh_Before Competition Groups_11 | Reach-in Shaded Pole to ECM/PSC Evaporator Fan Motor | 2.519% | 0 | 108.7624 | Commercial_2025_SC A_GWh_Before Competition Groups_Reach-in Shaded Pole to ECM/PSC Evaporator Fan Motor
Commercial | Com ¦ High Efficiency Air Source Heat Pump | 2025 | SC A | GWh | Before Competition Groups | 106.364 | 0 | 0 | 4317.0436 | 0.024638 | 12 | Commercial_2025_SC A_GWh_Before Competition Groups_12 | High Efficiency Air Source Heat Pump | 2.464% | 0 | 106.364 | Commercial_2025_SC A_GWh_Before Competition Groups_High Efficiency Air Source Heat Pump
Commercial | Com ¦ ENERGY STAR LED LAMPS (General Service Lamps) | 2025 | SC A | GWh | Before Competition Groups | 85.6879 | 0 | 0 | 4317.0436 | 0.019849 | 13 | Commercial_2025_SC A_GWh_Before Competition Groups_13 | ENERGY STAR LED LAMPS (General Service Lamps) | 1.985% | 0 | 85.6879 | Commercial_2025_SC A_GWh_Before Competition Groups_ENERGY STAR LED LAMPS (General Service Lamps)
Commercial | Com ¦ LED or Equivalent Sign Lighting | 2025 | SC A | GWh | Before Competition Groups | 75.9284 | 0 | 0 | 4317.0436 | 0.017588 | 14 | Commercial_2025_SC A_GWh_Before Competition Groups_14 | LED or Equivalent Sign Lighting | 1.759% | 0 | 75.9284 | Commercial_2025_SC A_GWh_Before Competition Groups_LED or Equivalent Sign Lighting
Commercial | Com ¦ Education and Capacity Building/Energy Behavior | 2025 | SC A | GWh | Before Competition Groups | 70.4519 | 0 | 0 | 4317.0436 | 0.016319 | 15 | Commercial_2025_SC A_GWh_Before Competition Groups_15 | Education and Capacity Building/Energy Behavior | 1.632% | 0 | 70.4519 | Commercial_2025_SC A_GWh_Before Competition Groups_Education and Capacity Building/Energy Behavior
Commercial | Com ¦ Strip Curtains | 2025 | SC A | GWh | Before Competition Groups | 66.9521 | 0 | 0 | 4317.0436 | 0.015509 | 16 | Commercial_2025_SC A_GWh_Before Competition Groups_16 | Strip Curtains | 1.551% | 0 | 66.9521 | Commercial_2025_SC A_GWh_Before Competition Groups_Strip Curtains
Commercial | Com ¦ Refrigerated Display Case Doors | 2025 | SC A | GWh | Before Competition Groups | 53.0324 | 0 | 0 | 4317.0436 | 0.012284 | 17 | Commercial_2025_SC A_GWh_Before Competition Groups_17 | Refrigerated Display Case Doors | 1.228% | 0 | 53.0324 | Commercial_2025_SC A_GWh_Before Competition Groups_Refrigerated Display Case Doors
Commercial | Com ¦ Advanced BAS/Controllers | 2025 | SC A | GWh | Before Competition Groups | 48.6811 | 0 | 0 | 4317.0436 | 0.011276 | 18 | Commercial_2025_SC A_GWh_Before Competition Groups_18 | Advanced BAS/Controllers | 1.128% | 0 | 48.6811 | Commercial_2025_SC A_GWh_Before Competition Groups_Advanced BAS/Controllers
Commercial | Com ¦ Centrally controlled desktop PC/NETWORK PC POWER MANAGEMENT SOFTWARE | 2025 | SC A | GWh | Before Competition Groups | 46.1623 | 0 | 0 | 4317.0436 | 0.010693 | 19 | Commercial_2025_SC A_GWh_Before Competition Groups_19 | Centrally controlled desktop PC/NETWORK PC POWER MANAGEMENT SOFTWARE | 1.069% | 0 | 46.1623 | Commercial_2025_SC A_GWh_Before Competition Groups_Centrally controlled desktop PC/NETWORK PC POWER MANAGEMENT SOFTWARE
Commercial | Com ¦ Variable Frequency Drive (VFD) | 2025 | SC A | GWh | Before Competition Groups | 43.5098 | 0 | 0 | 4317.0436 | 0.010079 | 20 | Commercial_2025_SC A_GWh_Before Competition Groups_20 | Variable Frequency Drive (VFD) | 1.008% | 0 | 43.5098 | Commercial_2025_SC A_GWh_Before Competition Groups_Variable Frequency Drive (VFD)
Commercial | Com ¦ Demand Control Ventilation | 2025 | SC A | GWh | Before Competition Groups | 40.531 | 0 | 0 | 4317.0436 | 0.0093886 | 21 | Commercial_2025_SC A_GWh_Before Competition Groups_21 | Demand Control Ventilation | 0.9389% | 0 | 40.531 | Commercial_2025_SC A_GWh_Before Competition Groups_Demand Control Ventilation
Commercial | Com ¦ VFD on Pumps | 2025 | SC A | GWh | Before Competition Groups | 40.406 | 0 | 0 | 4317.0436 | 0.0093596 | 22 | Commercial_2025_SC A_GWh_Before Competition Groups_22 | VFD on Pumps | 0.936% | 0 | 40.406 | Commercial_2025_SC A_GWh_Before Competition Groups_VFD on Pumps
Commercial | Com ¦ Adaptive Thermostats | 2025 | SC A | GWh | Before Competition Groups | 31.6194 | 0 | 0 | 4317.0436 | 0.0073243 | 23 | Commercial_2025_SC A_GWh_Before Competition Groups_23 | Adaptive Thermostats | 0.7324% | 0 | 31.6194 | Commercial_2025_SC A_GWh_Before Competition Groups_Adaptive Thermostats
Commercial | Com ¦ Air Handler with Dedicated Outdoor Air Systems | 2025 | SC A | GWh | Before Competition Groups | 20.8611 | 0 | 0 | 4317.0436 | 0.0048323 | 24 | Commercial_2025_SC A_GWh_Before Competition Groups_24 | Air Handler with Dedicated Outdoor Air Systems | 0.4832% | 0 | 20.8611 | Commercial_2025_SC A_GWh_Before Competition Groups_Air Handler with Dedicated Outdoor Air Systems
Commercial | Com ¦ ECM MOTORS FOR EVAPORATOR FANS for refrigeration (WALK-IN) | 2025 | SC A | GWh | Before Competition Groups | 20.2858 | 0 | 0 | 4317.0436 | 0.004699 | 25 | Commercial_2025_SC A_GWh_Before Competition Groups_25 | ECM MOTORS FOR EVAPORATOR FANS for refrigeration (WALK-IN) | 0.4699% | 0 | 20.2858 | Commercial_2025_SC A_GWh_Before Competition Groups_ECM MOTORS FOR EVAPORATOR FANS for refrigeration (WALK-IN)
Commercial | Com ¦ Condensing Unit Heaters or other Efficient Unit Heating System | 2025 | SC A | GWh | Before Competition Groups | 19.6361 | 0 | 0 | 4317.0436 | 0.0045485 | 26 | Commercial_2025_SC A_GWh_Before Competition Groups_26 | Condensing Unit Heaters or other Efficient Unit Heating System | 0.4549% | 0 | 19.6361 | Commercial_2025_SC A_GWh_Before Competition Groups_Condensing Unit Heaters or other Efficient Unit Heating System
Commercial | Com ¦ Refrigerated Display Case LED | 2025 | SC A | GWh | Before Competition Groups | 18.232 | 0 | 0 | 4317.0436 | 0.0042233 | 27 | Commercial_2025_SC A_GWh_Before Competition Groups_27 | Refrigerated Display Case LED | 0.4223% | 0 | 18.232 | Commercial_2025_SC A_GWh_Before Competition Groups_Refrigerated Display Case LED
Commercial | Com ¦ Demand Control Kitchen Ventilation | 2025 | SC A | GWh | Before Competition Groups | 16.6247 | 0 | 0 | 4317.0436 | 0.0038509 | 28 | Commercial_2025_SC A_GWh_Before Competition Groups_28 | Demand Control Kitchen Ventilation | 0.3851% | 0 | 16.6247 | Commercial_2025_SC A_GWh_Before Competition Groups_Demand Control Kitchen Ventilation
Commercial | Com ¦ Evaporator Fan Controls | 2025 | SC A | GWh | Before Competition Groups | 16.2419 | 0 | 0 | 4317.0436 | 0.0037623 | 29 | Commercial_2025_SC A_GWh_Before Competition Groups_29 | Evaporator Fan Controls | 0.3762% | 0 | 16.2419 | Commercial_2025_SC A_GWh_Before Competition Groups_Evaporator Fan Controls
Commercial | Com ¦ ENERGY STAR Griddle (74% eff) | 2025 | SC A | GWh | Before Competition Groups | 14.1246 | 0 | 0 | 4317.0436 | 0.0032718 | 30 | Commercial_2025_SC A_GWh_Before Competition Groups_30 | ENERGY STAR Griddle (74% eff) | 0.3272% | 0 | 14.1246 | Commercial_2025_SC A_GWh_Before Competition Groups_ENERGY STAR Griddle (74% eff)
Commercial | Com ¦ Freezer Case Light Sensor | 2025 | SC A | GWh | Before Competition Groups | 13.6892 | 0 | 0 | 4317.0436 | 0.003171 | 31 | Commercial_2025_SC A_GWh_Before Competition Groups_31 | Freezer Case Light Sensor | 0.3171% | 0 | 13.6892 | Commercial_2025_SC A_GWh_Before Competition Groups_Freezer Case Light Sensor
Commercial | Com ¦ Occupancy Sensors | 2025 | SC A | GWh | Before Competition Groups | 11.5809 | 0 | 0 | 4317.0436 | 0.0026826 | 32 | Commercial_2025_SC A_GWh_Before Competition Groups_32 | Occupancy Sensors | 0.2683% | 0 | 11.5809 | Commercial_2025_SC A_GWh_Before Competition Groups_Occupancy Sensors
Commercial | Com ¦ Unitary Air-Conditioning Unit | 2025 | SC A | GWh | Before Competition Groups | 10.795 | 0 | 0 | 4317.0436 | 0.0025006 | 33 | Commercial_2025_SC A_GWh_Before Competition Groups_33 | Unitary Air-Conditioning Unit | 0.2501% | 0 | 10.795 | Commercial_2025_SC A_GWh_Before Competition Groups_Unitary Air-Conditioning Unit
Commercial | Com ¦ Door Gasket Freezer/Refrigerator | 2025 | SC A | GWh | Before Competition Groups | 10.6532 | 0 | 0 | 4317.0436 | 0.0024677 | 34 | Commercial_2025_SC A_GWh_Before Competition Groups_34 | Door Gasket Freezer/Refrigerator | 0.2468% | 0 | 10.6532 | Commercial_2025_SC A_GWh_Before Competition Groups_Door Gasket Freezer/Refrigerator
Commercial | Com ¦ Chilled Water Optimization | 2025 | SC A | GWh | Before Competition Groups | 9.1874 | 0 | 0 | 4317.0436 | 0.0021282 | 35 | Commercial_2025_SC A_GWh_Before Competition Groups_35 | Chilled Water Optimization | 0.2128% | 0 | 9.1874 | Commercial_2025_SC A_GWh_Before Competition Groups_Chilled Water Optimization
Commercial | Com ¦ Elec Storage WH 2.30 Et | 2025 | SC A | GWh | Before Competition Groups | 6.4699 | 0 | 0 | 4317.0436 | 0.0014987 | 36 | Commercial_2025_SC A_GWh_Before Competition Groups_36 | Elec Storage WH 2.30 Et | 0.1499% | 0 | 6.4699 | Commercial_2025_SC A_GWh_Before Competition Groups_Elec Storage WH 2.30 Et
Commercial | Com ¦ Temperature Adjustment in Commercial Freezers | 2025 | SC A | GWh | Before Competition Groups | 6.2176 | 0 | 0 | 4317.0436 | 0.0014402 | 37 | Commercial_2025_SC A_GWh_Before Competition Groups_37 | Temperature Adjustment in Commercial Freezers | 0.144% | 0 | 6.2176 | Commercial_2025_SC A_GWh_Before Competition Groups_Temperature Adjustment in Commercial Freezers
Commercial | Com ¦ BEVERAGE VENDING MACHINE CONTROLS | 2025 | SC A | GWh | Before Competition Groups | 5.7612 | 0 | 0 | 4317.0436 | 0.0013345 | 38 | Commercial_2025_SC A_GWh_Before Competition Groups_38 | BEVERAGE VENDING MACHINE CONTROLS | 0.1335% | 0 | 5.7612 | Commercial_2025_SC A_GWh_Before Competition Groups_BEVERAGE VENDING MACHINE CONTROLS
Commercial | Com ¦ CO Sensors for parking garage exhaust fans | 2025 | SC A | GWh | Before Competition Groups | 5.1343 | 0 | 0 | 4317.0436 | 0.0011893 | 39 | Commercial_2025_SC A_GWh_Before Competition Groups_39 | CO Sensors for parking garage exhaust fans | 0.1189% | 0 | 5.1343 | Commercial_2025_SC A_GWh_Before Competition Groups_CO Sensors for parking garage exhaust fans
Commercial | Com ¦ ENERGY STAR Fryer (84% eff) | 2025 | SC A | GWh | Before Competition Groups | 5.0886 | 0 | 0 | 4317.0436 | 0.0011787 | 40 | Commercial_2025_SC A_GWh_Before Competition Groups_40 | ENERGY STAR Fryer (84% eff) | 0.1179% | 0 | 5.0886 | Commercial_2025_SC A_GWh_Before Competition Groups_ENERGY STAR Fryer (84% eff)
Commercial | Com ¦ Energy Efficient Laboratory Fume Hood | 2025 | SC A | GWh | Before Competition Groups | 4.9044 | 0 | 0 | 4317.0436 | 0.0011361 | 41 | Commercial_2025_SC A_GWh_Before Competition Groups_41 | Energy Efficient Laboratory Fume Hood | 0.1136% | 0 | 4.9044 | Commercial_2025_SC A_GWh_Before Competition Groups_Energy Efficient Laboratory Fume Hood
Commercial | Com ¦ Outside Air Economizer | 2025 | SC A | GWh | Before Competition Groups | 4.853 | 0 | 0 | 4317.0436 | 0.0011242 | 42 | Commercial_2025_SC A_GWh_Before Competition Groups_42 | Outside Air Economizer | 0.1124% | 0 | 4.853 | Commercial_2025_SC A_GWh_Before Competition Groups_Outside Air Economizer
Commercial | Com ¦ Vertical Night Covers | 2025 | SC A | GWh | Before Competition Groups | 4.7153 | 0 | 0 | 4317.0436 | 0.0010922 | 43 | Commercial_2025_SC A_GWh_Before Competition Groups_43 | Vertical Night Covers | 0.1092% | 0 | 4.7153 | Commercial_2025_SC A_GWh_Before Competition Groups_Vertical Night Covers
Commercial | Com ¦ Duct Insulation, R8 | 2025 | SC A | GWh | Before Competition Groups | 4.2857 | 0 | 0 | 4317.0436 | 0.00099273 | 44 | Commercial_2025_SC A_GWh_Before Competition Groups_44 | Duct Insulation, R8 | 0.09927% | 0 | 4.2857 | Commercial_2025_SC A_GWh_Before Competition Groups_Duct Insulation, R8
Commercial | Com ¦ Water Heating (DHW) Pipe Insulation (Add 3/4\ Foam)" | 2025 | SC A | GWh | Before Competition Groups | 4.171 | 0 | 0 | 4317.0436 | 0.00096617 | 45 | Commercial_2025_SC A_GWh_Before Competition Groups_45 | Water Heating (DHW) Pipe Insulation (Add 3/4\ Foam)" | 0.09662% | 0 | 4.171 | Commercial_2025_SC A_GWh_Before Competition Groups_Water Heating (DHW) Pipe Insulation (Add 3/4\ Foam)"
Commercial | Com ¦ Water Source Heat Pump (4 ton) | 2025 | SC A | GWh | Before Competition Groups | 3.15 | 0 | 0 | 4317.0436 | 0.00072966 | 46 | Commercial_2025_SC A_GWh_Before Competition Groups_46 | Water Source Heat Pump (4 ton) | 0.07297% | 0 | 3.15 | Commercial_2025_SC A_GWh_Before Competition Groups_Water Source Heat Pump (4 ton)
Commercial | Com ¦ Suction Pipe Insulation Freezer/Refrigerator | 2025 | SC A | GWh | Before Competition Groups | 2.5511 | 0 | 0 | 4317.0436 | 0.00059093 | 47 | Commercial_2025_SC A_GWh_Before Competition Groups_47 | Suction Pipe Insulation Freezer/Refrigerator | 0.05909% | 0 | 2.5511 | Commercial_2025_SC A_GWh_Before Competition Groups_Suction Pipe Insulation Freezer/Refrigerator
Commercial | Com ¦ ENERGY STAR Dishwasher | 2025 | SC A | GWh | Before Competition Groups | 2.4324 | 0 | 0 | 4317.0436 | 0.00056343 | 48 | Commercial_2025_SC A_GWh_Before Competition Groups_48 | ENERGY STAR Dishwasher | 0.05634% | 0 | 2.4324 | Commercial_2025_SC A_GWh_Before Competition Groups_ENERGY STAR Dishwasher
Commercial | Com ¦ ENERGY STAR Steam Cookers | 2025 | SC A | GWh | Before Competition Groups | 2.429 | 0 | 0 | 4317.0436 | 0.00056265 | 49 | Commercial_2025_SC A_GWh_Before Competition Groups_49 | ENERGY STAR Steam Cookers | 0.05626% | 0 | 2.429 | Commercial_2025_SC A_GWh_Before Competition Groups_ENERGY STAR Steam Cookers
Commercial | Com ¦ Thermostat Setback | 2025 | SC A | GWh | Before Competition Groups | 1.7401 | 0 | 0 | 4317.0436 | 0.00040309 | 50 | Commercial_2025_SC A_GWh_Before Competition Groups_50 | Thermostat Setback | 0.04031% | 0 | 1.7401 | Commercial_2025_SC A_GWh_Before Competition Groups_Thermostat Setback
Commercial | Com ¦ Ozone Laundry Treatment | 2025 | SC A | GWh | Before Competition Groups | 1.0279 | 0 | 0 | 4317.0436 | 0.00023811 | 51 | Commercial_2025_SC A_GWh_Before Competition Groups_51 | Ozone Laundry Treatment | 0.02381% | 0 | 1.0279 | Commercial_2025_SC A_GWh_Before Competition Groups_Ozone Laundry Treatment
Commercial | Com ¦ Demand controlled Circulating Systems | 2025 | SC A | GWh | Before Competition Groups | 0.87123 | 0 | 0 | 4317.0436 | 0.00020181 | 52 | Commercial_2025_SC A_GWh_Before Competition Groups_52 | Demand controlled Circulating Systems | 0.02018% | 0 | 0.87123 | Commercial_2025_SC A_GWh_Before Competition Groups_Demand controlled Circulating Systems
Commercial | Com ¦ ECM MOTORS FOR HVAC APPLICATION (FAN-POWERED VAV BOX) | 2025 | SC A | GWh | Before Competition Groups | 0.63542 | 0 | 0 | 4317.0436 | 0.00014719 | 53 | Commercial_2025_SC A_GWh_Before Competition Groups_53 | ECM MOTORS FOR HVAC APPLICATION (FAN-POWERED VAV BOX) | 0.01472% | 0 | 0.63542 | Commercial_2025_SC A_GWh_Before Competition Groups_ECM MOTORS FOR HVAC APPLICATION (FAN-POWERED VAV BOX)
Commercial | Com ¦ Condensing Make Up Air Unit | 2025 | SC A | GWh | Before Competition Groups | 0.63482 | 0 | 0 | 4317.0436 | 0.00014705 | 54 | Commercial_2025_SC A_GWh_Before Competition Groups_54 | Condensing Make Up Air Unit | 0.0147% | 0 | 0.63482 | Commercial_2025_SC A_GWh_Before Competition Groups_Condensing Make Up Air Unit
Commercial | Com ¦ CEE Tier 2/Energy Star Clothes Washers | 2025 | SC A | GWh | Before Competition Groups | 0.4939 | 0 | 0 | 4317.0436 | 0.00011441 | 55 | Commercial_2025_SC A_GWh_Before Competition Groups_55 | CEE Tier 2/Energy Star Clothes Washers | 0.01144% | 0 | 0.4939 | Commercial_2025_SC A_GWh_Before Competition Groups_CEE Tier 2/Energy Star Clothes Washers
Commercial | Com ¦ Low Flow Pre-Rinse Spray Nozzle | 2025 | SC A | GWh | Before Competition Groups | 0.27384 | 0 | 0 | 4317.0436 | 6.3432e-05 | 56 | Commercial_2025_SC A_GWh_Before Competition Groups_56 | Low Flow Pre-Rinse Spray Nozzle | 0.006343% | 0 | 0.27384 | Commercial_2025_SC A_GWh_Before Competition Groups_Low Flow Pre-Rinse Spray Nozzle
Commercial | Com ¦ Auto Off Time Switch or Time Clock control | 2025 | SC A | GWh | Before Competition Groups | 0.24731 | 0 | 0 | 4317.0436 | 5.7288e-05 | 57 | Commercial_2025_SC A_GWh_Before Competition Groups_57 | Auto Off Time Switch or Time Clock control | 0.005729% | 0 | 0.24731 | Commercial_2025_SC A_GWh_Before Competition Groups_Auto Off Time Switch or Time Clock control
Commercial | Com ¦ Notched V belts for HVAC Systems | 2025 | SC A | GWh | Before Competition Groups | 0.22554 | 0 | 0 | 4317.0436 | 5.2244e-05 | 58 | Commercial_2025_SC A_GWh_Before Competition Groups_58 | Notched V belts for HVAC Systems | 0.005224% | 0 | 0.22554 | Commercial_2025_SC A_GWh_Before Competition Groups_Notched V belts for HVAC Systems
Commercial | COM ¦ Ductless Mini-Split Heat Pumps | 2025 | SC A | GWh | Before Competition Groups | 0.21927 | 0 | 0 | 4317.0436 | 5.0792e-05 | 59 | Commercial_2025_SC A_GWh_Before Competition Groups_59 | Ductless Mini-Split Heat Pumps | 0.005079% | 0 | 0.21927 | Commercial_2025_SC A_GWh_Before Competition Groups_Ductless Mini-Split Heat Pumps
Commercial | Com ¦ HVAC Optimization | 2025 | SC A | GWh | Before Competition Groups | 0.1942 | 0 | 0 | 4317.0436 | 4.4985e-05 | 60 | Commercial_2025_SC A_GWh_Before Competition Groups_60 | HVAC Optimization | 0.004499% | 0 | 0.1942 | Commercial_2025_SC A_GWh_Before Competition Groups_HVAC Optimization
Commercial | Com ¦ Solar Water Preheat (Pools/DHW) | 2025 | SC A | GWh | Before Competition Groups | 0.15559 | 0 | 0 | 4317.0436 | 3.6041e-05 | 61 | Commercial_2025_SC A_GWh_Before Competition Groups_61 | Solar Water Preheat (Pools/DHW) | 0.003604% | 0 | 0.15559 | Commercial_2025_SC A_GWh_Before Competition Groups_Solar Water Preheat (Pools/DHW)
Commercial | Com ¦ PTAC (12 EER/10,000 BTU) | 2025 | SC A | GWh | Before Competition Groups | 0.12117 | 0 | 0 | 4317.0436 | 2.8067e-05 | 62 | Commercial_2025_SC A_GWh_Before Competition Groups_62 | PTAC (12 EER/10,000 BTU) | 0.002807% | 0 | 0.12117 | Commercial_2025_SC A_GWh_Before Competition Groups_PTAC (12 EER/10,000 BTU)
Commercial | Com ¦ Commercial Hot Food Holding Cabinets | 2025 | SC A | GWh | Before Competition Groups | 0.09738 | 0 | 0 | 4317.0436 | 2.2557e-05 | 63 | Commercial_2025_SC A_GWh_Before Competition Groups_63 | Commercial Hot Food Holding Cabinets | 0.002256% | 0 | 0.09738 | Commercial_2025_SC A_GWh_Before Competition Groups_Commercial Hot Food Holding Cabinets
Commercial | Com ¦ Air Curtains | 2025 | SC A | GWh | Before Competition Groups | 0.064569 | 0 | 0 | 4317.0436 | 1.4957e-05 | 64 | Commercial_2025_SC A_GWh_Before Competition Groups_64 | Air Curtains | 0.001496% | 0 | 0.064569 | Commercial_2025_SC A_GWh_Before Competition Groups_Air Curtains
Commercial | Com ¦ Wall Insulation | 2025 | SC A | GWh | Before Competition Groups | 0.038892 | 0 | 0 | 4317.0436 | 9.0089e-06 | 65 | Commercial_2025_SC A_GWh_Before Competition Groups_65 | Wall Insulation | 0.0009009% | 0 | 0.038892 | Commercial_2025_SC A_GWh_Before Competition Groups_Wall Insulation
Commercial | Com ¦ LLLC - Low Impact Application | 2025 | SC A | GWh | Before Competition Groups | 0.024083 | 0 | 0 | 4317.0436 | 5.5787e-06 | 66 | Commercial_2025_SC A_GWh_Before Competition Groups_66 | LLLC - Low Impact Application | 0.0005579% | 0 | 0.024083 | Commercial_2025_SC A_GWh_Before Competition Groups_LLLC - Low Impact Application
Commercial | Com ¦ LLLC - High Impact Application | 2025 | SC A | GWh | Before Competition Groups | 0.022812 | 0 | 0 | 4317.0436 | 5.2842e-06 | 67 | Commercial_2025_SC A_GWh_Before Competition Groups_67 | LLLC - High Impact Application | 0.0005284% | 0 | 0.022812 | Commercial_2025_SC A_GWh_Before Competition Groups_LLLC - High Impact Application
Commercial | Com ¦ Energy Recovery Ventilation and Ventilation (Enhanced) | 2025 | SC A | GWh | Before Competition Groups | 0.01704 | 0 | 0 | 4317.0436 | 3.9472e-06 | 68 | Commercial_2025_SC A_GWh_Before Competition Groups_68 | Energy Recovery Ventilation and Ventilation (Enhanced) | 0.0003947% | 0 | 0.01704 | Commercial_2025_SC A_GWh_Before Competition Groups_Energy Recovery Ventilation and Ventilation (Enhanced)
Commercial | Com ¦ LED RECESSED DOWNLIGHTS | 2025 | SC A | GWh | Before Competition Groups | 0.015208 | 0 | 0 | 4317.0436 | 3.5227e-06 | 69 | Commercial_2025_SC A_GWh_Before Competition Groups_69 | LED RECESSED DOWNLIGHTS | 0.0003523% | 0 | 0.015208 | Commercial_2025_SC A_GWh_Before Competition Groups_LED RECESSED DOWNLIGHTS
Commercial | Com ¦ VSD Air Compressor | 2025 | SC A | GWh | Before Competition Groups | 0.01338 | 0 | 0 | 4317.0436 | 3.0993e-06 | 70 | Commercial_2025_SC A_GWh_Before Competition Groups_70 | VSD Air Compressor | 0.0003099% | 0 | 0.01338 | Commercial_2025_SC A_GWh_Before Competition Groups_VSD Air Compressor
Commercial | Com ¦ EC Plug Fan for Data Center (under cabinet) | 2025 | SC A | GWh | Before Competition Groups | 0.0070738 | 0 | 0 | 4317.0436 | 1.6386e-06 | 71 | Commercial_2025_SC A_GWh_Before Competition Groups_71 | EC Plug Fan for Data Center (under cabinet) | 0.0001639% | 0 | 0.0070738 | Commercial_2025_SC A_GWh_Before Competition Groups_EC Plug Fan for Data Center (under cabinet)
Commercial | Com ¦ Room AC (w/ louvered sides) 14 SEER from 12 SEER code | 2025 | SC A | GWh | Before Competition Groups | 0.0054535 | 0 | 0 | 4317.0436 | 1.2632e-06 | 72 | Commercial_2025_SC A_GWh_Before Competition Groups_72 | Room AC (w/ louvered sides) 14 SEER from 12 SEER code | 0.0001263% | 0 | 0.0054535 | Commercial_2025_SC A_GWh_Before Competition Groups_Room AC (w/ louvered sides) 14 SEER from 12 SEER code
Commercial | Com ¦ High Efficiency Chiller (avg of water and air cooled) | 2025 | SC A | GWh | Before Competition Groups | 0.0027272 | 0 | 0 | 4317.0436 | 6.3174e-07 | 73 | Commercial_2025_SC A_GWh_Before Competition Groups_73 | High Efficiency Chiller (avg of water and air cooled) | 6.317e-05% | 0 | 0.0027272 | Commercial_2025_SC A_GWh_Before Competition Groups_High Efficiency Chiller (avg of water and air cooled)
Commercial | Com ¦ High Efficiency Small Instantaneous Water Heater | 2025 | SC A | GWh | Before Competition Groups | 0.0022525 | 0 | 0 | 4317.0436 | 5.2177e-07 | 74 | Commercial_2025_SC A_GWh_Before Competition Groups_74 | High Efficiency Small Instantaneous Water Heater | 5.218e-05% | 0 | 0.0022525 | Commercial_2025_SC A_GWh_Before Competition Groups_High Efficiency Small Instantaneous Water Heater
Commercial | Com ¦ Electric Convection Combination Ovens | 2025 | SC A | GWh | Before Competition Groups | 0.0015032 | 0 | 0 | 4317.0436 | 3.4821e-07 | 75 | Commercial_2025_SC A_GWh_Before Competition Groups_75 | Electric Convection Combination Ovens | 3.482e-05% | 0 | 0.0015032 | Commercial_2025_SC A_GWh_Before Competition Groups_Electric Convection Combination Ovens
Commercial | Com ¦ Networked/Connected - High Impact Application | 2025 | SC A | GWh | Before Competition Groups | 0.00054717 | 0 | 0 | 4317.0436 | 1.2675e-07 | 76 | Commercial_2025_SC A_GWh_Before Competition Groups_76 | Networked/Connected - High Impact Application | 1.267e-05% | 0 | 0.00054717 | Commercial_2025_SC A_GWh_Before Competition Groups_Networked/Connected - High Impact Application
Commercial | Com ¦ Networked/Connected - Low Impact Application | 2025 | SC A | GWh | Before Competition Groups | 2.4993e-05 | 0 | 0 | 4317.0436 | 5.7895e-09 | 77 | Commercial_2025_SC A_GWh_Before Competition Groups_77 | Networked/Connected - Low Impact Application | 5.789e-07% | 0 | 2.4993e-05 | Commercial_2025_SC A_GWh_Before Competition Groups_Networked/Connected - Low Impact Application
Commercial | Com ¦ Efficient compressor motor | 2025 | SC A | GWh | Before Competition Groups | 0 | 0 | 0 | 4317.0436 | 0 | 78 | Commercial_2025_SC A_GWh_Before Competition Groups_78 | Efficient compressor motor | 0% | 0 | 0 | Commercial_2025_SC A_GWh_Before Competition Groups_Efficient compressor motor
Commercial | Com ¦ Indoor Daylight Sensors/Photocell Dimming Control | 2025 | SC A | GWh | Before Competition Groups | 0 | 0 | 0 | 4317.0436 | 0 | 79 | Commercial_2025_SC A_GWh_Before Competition Groups_79 | Indoor Daylight Sensors/Photocell Dimming Control | 0% | 0 | 0 | Commercial_2025_SC A_GWh_Before Competition Groups_Indoor Daylight Sensors/Photocell Dimming Control
Commercial | Com ¦ Variable Refrigerant Flow Heat Pump | 2025 | SC A | GWh | Before Competition Groups | 0 | 0 | 0 | 4317.0436 | 0 | 80 | Commercial_2025_SC A_GWh_Before Competition Groups_80 | Variable Refrigerant Flow Heat Pump | 0% | 0 | 0 | Commercial_2025_SC A_GWh_Before Competition Groups_Variable Refrigerant Flow Heat Pump
Commercial | Com ¦ ENERGY STAR LED LAMPS (REFLECTOR LAMPs/MR16/PAR 16) | 2025 | SC B | GWh | Before Competition Groups | 646.9948 | 0 | 0 | 5806.0236 | 0.11144 | 1 | Commercial_2025_SC B_GWh_Before Competition Groups_1 | ENERGY STAR LED LAMPS (REFLECTOR LAMPs/MR16/PAR 16) | 11.14% | 0 | 646.9948 | Commercial_2025_SC B_GWh_Before Competition Groups_ENERGY STAR LED LAMPS (REFLECTOR LAMPs/MR16/PAR 16)
Commercial | Com ¦ LED Troffer/Surface/Suspended | 2025 | SC B | GWh | Before Competition Groups | 460.0289 | 0 | 0 | 5806.0236 | 0.079233 | 2 | Commercial_2025_SC B_GWh_Before Competition Groups_2 | LED Troffer/Surface/Suspended | 7.923% | 0 | 460.0289 | Commercial_2025_SC B_GWh_Before Competition Groups_LED Troffer/Surface/Suspended
Commercial | Com ¦ LED Low/High Bay | 2025 | SC B | GWh | Before Competition Groups | 453.9774 | 0 | 0 | 5806.0236 | 0.078191 | 3 | Commercial_2025_SC B_GWh_Before Competition Groups_3 | LED Low/High Bay | 7.819% | 0 | 453.9774 | Commercial_2025_SC B_GWh_Before Competition Groups_LED Low/High Bay
Commercial | Com ¦ LED EXTERIOR AREA LIGHTS - LED fixture (200W) | 2025 | SC B | GWh | Before Competition Groups | 396.8266 | 0 | 0 | 5806.0236 | 0.068347 | 4 | Commercial_2025_SC B_GWh_Before Competition Groups_4 | LED EXTERIOR AREA LIGHTS - LED fixture (200W) | 6.835% | 0 | 396.8266 | Commercial_2025_SC B_GWh_Before Competition Groups_LED EXTERIOR AREA LIGHTS - LED fixture (200W)
Commercial | Com ¦ LED parking lot fixture | 2025 | SC B | GWh | Before Competition Groups | 387.4949 | 0 | 0 | 5806.0236 | 0.06674 | 5 | Commercial_2025_SC B_GWh_Before Competition Groups_5 | LED parking lot fixture | 6.674% | 0 | 387.4949 | Commercial_2025_SC B_GWh_Before Competition Groups_LED parking lot fixture
Commercial | Com ¦ Education and Capacity Building/Energy Behavior | 2025 | SC B | GWh | Before Competition Groups | 352.2593 | 0 | 0 | 5806.0236 | 0.060671 | 6 | Commercial_2025_SC B_GWh_Before Competition Groups_6 | Education and Capacity Building/Energy Behavior | 6.067% | 0 | 352.2593 | Commercial_2025_SC B_GWh_Before Competition Groups_Education and Capacity Building/Energy Behavior
Commercial | Com ¦ Furnace Tune-Up | 2025 | SC B | GWh | Before Competition Groups | 332.1143 | 0 | 0 | 5806.0236 | 0.057202 | 7 | Commercial_2025_SC B_GWh_Before Competition Groups_7 | Furnace Tune-Up | 5.72% | 0 | 332.1143 | Commercial_2025_SC B_GWh_Before Competition Groups_Furnace Tune-Up
Commercial | Com ¦ LED Replacement Lamp (Tube) | 2025 | SC B | GWh | Before Competition Groups | 305.5033 | 0 | 0 | 5806.0236 | 0.052618 | 8 | Commercial_2025_SC B_GWh_Before Competition Groups_8 | LED Replacement Lamp (Tube) | 5.262% | 0 | 305.5033 | Commercial_2025_SC B_GWh_Before Competition Groups_LED Replacement Lamp (Tube)
Commercial | Com ¦ Building Recommissioning, Operations and Maintenance (O&M) Improvements | 2025 | SC B | GWh | Before Competition Groups | 295.2304 | 0 | 0 | 5806.0236 | 0.050849 | 9 | Commercial_2025_SC B_GWh_Before Competition Groups_9 | Building Recommissioning, Operations and Maintenance (O&M) Improvements | 5.085% | 0 | 295.2304 | Commercial_2025_SC B_GWh_Before Competition Groups_Building Recommissioning, Operations and Maintenance (O&M) Improvements
Commercial | Com ¦ LED street light fixture | 2025 | SC B | GWh | Before Competition Groups | 229.5502 | 0 | 0 | 5806.0236 | 0.039537 | 10 | Commercial_2025_SC B_GWh_Before Competition Groups_10 | LED street light fixture | 3.954% | 0 | 229.5502 | Commercial_2025_SC B_GWh_Before Competition Groups_LED street light fixture
Commercial | Com ¦ Data Center Storage/Server Virtualization | 2025 | SC B | GWh | Before Competition Groups | 168.6143 | 0 | 0 | 5806.0236 | 0.029041 | 11 | Commercial_2025_SC B_GWh_Before Competition Groups_11 | Data Center Storage/Server Virtualization | 2.904% | 0 | 168.6143 | Commercial_2025_SC B_GWh_Before Competition Groups_Data Center Storage/Server Virtualization
Commercial | Com ¦ Strip Curtains | 2025 | SC B | GWh | Before Competition Groups | 129.5871 | 0 | 0 | 5806.0236 | 0.022319 | 12 | Commercial_2025_SC B_GWh_Before Competition Groups_12 | Strip Curtains | 2.232% | 0 | 129.5871 | Commercial_2025_SC B_GWh_Before Competition Groups_Strip Curtains
Commercial | Com ¦ Reach-in Shaded Pole to ECM/PSC Evaporator Fan Motor | 2025 | SC B | GWh | Before Competition Groups | 119.3215 | 0 | 0 | 5806.0236 | 0.020551 | 13 | Commercial_2025_SC B_GWh_Before Competition Groups_13 | Reach-in Shaded Pole to ECM/PSC Evaporator Fan Motor | 2.055% | 0 | 119.3215 | Commercial_2025_SC B_GWh_Before Competition Groups_Reach-in Shaded Pole to ECM/PSC Evaporator Fan Motor
Commercial | Com ¦ Demand Control Ventilation | 2025 | SC B | GWh | Before Competition Groups | 116.3961 | 0 | 0 | 5806.0236 | 0.020047 | 14 | Commercial_2025_SC B_GWh_Before Competition Groups_14 | Demand Control Ventilation | 2.005% | 0 | 116.3961 | Commercial_2025_SC B_GWh_Before Competition Groups_Demand Control Ventilation
Commercial | Com ¦ Variable Frequency Drive (VFD) | 2025 | SC B | GWh | Before Competition Groups | 110.5674 | 0 | 0 | 5806.0236 | 0.019044 | 15 | Commercial_2025_SC B_GWh_Before Competition Groups_15 | Variable Frequency Drive (VFD) | 1.904% | 0 | 110.5674 | Commercial_2025_SC B_GWh_Before Competition Groups_Variable Frequency Drive (VFD)
Commercial | Com ¦ High Efficiency Air Source Heat Pump | 2025 | SC B | GWh | Before Competition Groups | 106.3637 | 0 | 0 | 5806.0236 | 0.01832 | 16 | Commercial_2025_SC B_GWh_Before Competition Groups_16 | High Efficiency Air Source Heat Pump | 1.832% | 0 | 106.3637 | Commercial_2025_SC B_GWh_Before Competition Groups_High Efficiency Air Source Heat Pump
Commercial | Com ¦ VFD on Pumps | 2025 | SC B | GWh | Before Competition Groups | 103.2849 | 0 | 0 | 5806.0236 | 0.017789 | 17 | Commercial_2025_SC B_GWh_Before Competition Groups_17 | VFD on Pumps | 1.779% | 0 | 103.2849 | Commercial_2025_SC B_GWh_Before Competition Groups_VFD on Pumps
Commercial | Com ¦ LED or Equivalent Sign Lighting | 2025 | SC B | GWh | Before Competition Groups | 103.1825 | 0 | 0 | 5806.0236 | 0.017772 | 18 | Commercial_2025_SC B_GWh_Before Competition Groups_18 | LED or Equivalent Sign Lighting | 1.777% | 0 | 103.1825 | Commercial_2025_SC B_GWh_Before Competition Groups_LED or Equivalent Sign Lighting
Commercial | Com ¦ Refrigerated Display Case Doors | 2025 | SC B | GWh | Before Competition Groups | 89.0715 | 0 | 0 | 5806.0236 | 0.015341 | 19 | Commercial_2025_SC B_GWh_Before Competition Groups_19 | Refrigerated Display Case Doors | 1.534% | 0 | 89.0715 | Commercial_2025_SC B_GWh_Before Competition Groups_Refrigerated Display Case Doors
Commercial | Com ¦ Centrally controlled desktop PC/NETWORK PC POWER MANAGEMENT SOFTWARE | 2025 | SC B | GWh | Before Competition Groups | 86.7774 | 0 | 0 | 5806.0236 | 0.014946 | 20 | Commercial_2025_SC B_GWh_Before Competition Groups_20 | Centrally controlled desktop PC/NETWORK PC POWER MANAGEMENT SOFTWARE | 1.495% | 0 | 86.7774 | Commercial_2025_SC B_GWh_Before Competition Groups_Centrally controlled desktop PC/NETWORK PC POWER MANAGEMENT SOFTWARE
Commercial | Com ¦ ENERGY STAR LED LAMPS (General Service Lamps) | 2025 | SC B | GWh | Before Competition Groups | 85.6879 | 0 | 0 | 5806.0236 | 0.014758 | 21 | Commercial_2025_SC B_GWh_Before Competition Groups_21 | ENERGY STAR LED LAMPS (General Service Lamps) | 1.476% | 0 | 85.6879 | Commercial_2025_SC B_GWh_Before Competition Groups_ENERGY STAR LED LAMPS (General Service Lamps)
Commercial | Com ¦ Air Handler with Dedicated Outdoor Air Systems | 2025 | SC B | GWh | Before Competition Groups | 83.3646 | 0 | 0 | 5806.0236 | 0.014358 | 22 | Commercial_2025_SC B_GWh_Before Competition Groups_22 | Air Handler with Dedicated Outdoor Air Systems | 1.436% | 0 | 83.3646 | Commercial_2025_SC B_GWh_Before Competition Groups_Air Handler with Dedicated Outdoor Air Systems
Commercial | Com ¦ Adaptive Thermostats | 2025 | SC B | GWh | Before Competition Groups | 73.1444 | 0 | 0 | 5806.0236 | 0.012598 | 23 | Commercial_2025_SC B_GWh_Before Competition Groups_23 | Adaptive Thermostats | 1.26% | 0 | 73.1444 | Commercial_2025_SC B_GWh_Before Competition Groups_Adaptive Thermostats
Commercial | Com ¦ Advanced BAS/Controllers | 2025 | SC B | GWh | Before Competition Groups | 66.9518 | 0 | 0 | 5806.0236 | 0.011531 | 24 | Commercial_2025_SC B_GWh_Before Competition Groups_24 | Advanced BAS/Controllers | 1.153% | 0 | 66.9518 | Commercial_2025_SC B_GWh_Before Competition Groups_Advanced BAS/Controllers
Commercial | Com ¦ ECM MOTORS FOR EVAPORATOR FANS for refrigeration (WALK-IN) | 2025 | SC B | GWh | Before Competition Groups | 51.6812 | 0 | 0 | 5806.0236 | 0.0089013 | 25 | Commercial_2025_SC B_GWh_Before Competition Groups_25 | ECM MOTORS FOR EVAPORATOR FANS for refrigeration (WALK-IN) | 0.8901% | 0 | 51.6812 | Commercial_2025_SC B_GWh_Before Competition Groups_ECM MOTORS FOR EVAPORATOR FANS for refrigeration (WALK-IN)
Commercial | Com ¦ Condensing Unit Heaters or other Efficient Unit Heating System | 2025 | SC B | GWh | Before Competition Groups | 49.9472 | 0 | 0 | 5806.0236 | 0.0086027 | 26 | Commercial_2025_SC B_GWh_Before Competition Groups_26 | Condensing Unit Heaters or other Efficient Unit Heating System | 0.8603% | 0 | 49.9472 | Commercial_2025_SC B_GWh_Before Competition Groups_Condensing Unit Heaters or other Efficient Unit Heating System
Commercial | Com ¦ Freezer Case Light Sensor | 2025 | SC B | GWh | Before Competition Groups | 42.4421 | 0 | 0 | 5806.0236 | 0.00731 | 27 | Commercial_2025_SC B_GWh_Before Competition Groups_27 | Freezer Case Light Sensor | 0.731% | 0 | 42.4421 | Commercial_2025_SC B_GWh_Before Competition Groups_Freezer Case Light Sensor
Commercial | Com ¦ Evaporator Fan Controls | 2025 | SC B | GWh | Before Competition Groups | 41.4019 | 0 | 0 | 5806.0236 | 0.0071309 | 28 | Commercial_2025_SC B_GWh_Before Competition Groups_28 | Evaporator Fan Controls | 0.7131% | 0 | 41.4019 | Commercial_2025_SC B_GWh_Before Competition Groups_Evaporator Fan Controls
Commercial | Com ¦ Demand Control Kitchen Ventilation | 2025 | SC B | GWh | Before Competition Groups | 36.0695 | 0 | 0 | 5806.0236 | 0.0062124 | 29 | Commercial_2025_SC B_GWh_Before Competition Groups_29 | Demand Control Kitchen Ventilation | 0.6212% | 0 | 36.0695 | Commercial_2025_SC B_GWh_Before Competition Groups_Demand Control Kitchen Ventilation
Commercial | Com ¦ Unitary Air-Conditioning Unit | 2025 | SC B | GWh | Before Competition Groups | 34.5523 | 0 | 0 | 5806.0236 | 0.0059511 | 30 | Commercial_2025_SC B_GWh_Before Competition Groups_30 | Unitary Air-Conditioning Unit | 0.5951% | 0 | 34.5523 | Commercial_2025_SC B_GWh_Before Competition Groups_Unitary Air-Conditioning Unit
Commercial | Com ¦ Refrigerated Display Case LED | 2025 | SC B | GWh | Before Competition Groups | 31.0113 | 0 | 0 | 5806.0236 | 0.0053412 | 31 | Commercial_2025_SC B_GWh_Before Competition Groups_31 | Refrigerated Display Case LED | 0.5341% | 0 | 31.0113 | Commercial_2025_SC B_GWh_Before Competition Groups_Refrigerated Display Case LED
Commercial | Com ¦ Door Gasket Freezer/Refrigerator | 2025 | SC B | GWh | Before Competition Groups | 26.8784 | 0 | 0 | 5806.0236 | 0.0046294 | 32 | Commercial_2025_SC B_GWh_Before Competition Groups_32 | Door Gasket Freezer/Refrigerator | 0.4629% | 0 | 26.8784 | Commercial_2025_SC B_GWh_Before Competition Groups_Door Gasket Freezer/Refrigerator
Commercial | Com ¦ Temperature Adjustment in Commercial Freezers | 2025 | SC B | GWh | Before Competition Groups | 15.8464 | 0 | 0 | 5806.0236 | 0.0027293 | 33 | Commercial_2025_SC B_GWh_Before Competition Groups_33 | Temperature Adjustment in Commercial Freezers | 0.2729% | 0 | 15.8464 | Commercial_2025_SC B_GWh_Before Competition Groups_Temperature Adjustment in Commercial Freezers
Commercial | Com ¦ Elec Storage WH 2.30 Et | 2025 | SC B | GWh | Before Competition Groups | 14.4952 | 0 | 0 | 5806.0236 | 0.0024966 | 34 | Commercial_2025_SC B_GWh_Before Competition Groups_34 | Elec Storage WH 2.30 Et | 0.2497% | 0 | 14.4952 | Commercial_2025_SC B_GWh_Before Competition Groups_Elec Storage WH 2.30 Et
Commercial | Com ¦ BEVERAGE VENDING MACHINE CONTROLS | 2025 | SC B | GWh | Before Competition Groups | 14.4863 | 0 | 0 | 5806.0236 | 0.0024951 | 35 | Commercial_2025_SC B_GWh_Before Competition Groups_35 | BEVERAGE VENDING MACHINE CONTROLS | 0.2495% | 0 | 14.4863 | Commercial_2025_SC B_GWh_Before Competition Groups_BEVERAGE VENDING MACHINE CONTROLS
Commercial | Com ¦ ENERGY STAR Griddle (74% eff) | 2025 | SC B | GWh | Before Competition Groups | 14.1245 | 0 | 0 | 5806.0236 | 0.0024327 | 36 | Commercial_2025_SC B_GWh_Before Competition Groups_36 | ENERGY STAR Griddle (74% eff) | 0.2433% | 0 | 14.1245 | Commercial_2025_SC B_GWh_Before Competition Groups_ENERGY STAR Griddle (74% eff)
Commercial | Com ¦ Energy Efficient Laboratory Fume Hood | 2025 | SC B | GWh | Before Competition Groups | 13.5555 | 0 | 0 | 5806.0236 | 0.0023347 | 37 | Commercial_2025_SC B_GWh_Before Competition Groups_37 | Energy Efficient Laboratory Fume Hood | 0.2335% | 0 | 13.5555 | Commercial_2025_SC B_GWh_Before Competition Groups_Energy Efficient Laboratory Fume Hood
Commercial | Com ¦ CO Sensors for parking garage exhaust fans | 2025 | SC B | GWh | Before Competition Groups | 13.439 | 0 | 0 | 5806.0236 | 0.0023147 | 38 | Commercial_2025_SC B_GWh_Before Competition Groups_38 | CO Sensors for parking garage exhaust fans | 0.2315% | 0 | 13.439 | Commercial_2025_SC B_GWh_Before Competition Groups_CO Sensors for parking garage exhaust fans
Commercial | Com ¦ Vertical Night Covers | 2025 | SC B | GWh | Before Competition Groups | 12.281 | 0 | 0 | 5806.0236 | 0.0021152 | 39 | Commercial_2025_SC B_GWh_Before Competition Groups_39 | Vertical Night Covers | 0.2115% | 0 | 12.281 | Commercial_2025_SC B_GWh_Before Competition Groups_Vertical Night Covers
Commercial | Com ¦ Chilled Water Optimization | 2025 | SC B | GWh | Before Competition Groups | 12.0075 | 0 | 0 | 5806.0236 | 0.0020681 | 40 | Commercial_2025_SC B_GWh_Before Competition Groups_40 | Chilled Water Optimization | 0.2068% | 0 | 12.0075 | Commercial_2025_SC B_GWh_Before Competition Groups_Chilled Water Optimization
Commercial | Com ¦ Occupancy Sensors | 2025 | SC B | GWh | Before Competition Groups | 11.5809 | 0 | 0 | 5806.0236 | 0.0019946 | 41 | Commercial_2025_SC B_GWh_Before Competition Groups_41 | Occupancy Sensors | 0.1995% | 0 | 11.5809 | Commercial_2025_SC B_GWh_Before Competition Groups_Occupancy Sensors
Commercial | Com ¦ Duct Insulation, R8 | 2025 | SC B | GWh | Before Competition Groups | 11.1081 | 0 | 0 | 5806.0236 | 0.0019132 | 42 | Commercial_2025_SC B_GWh_Before Competition Groups_42 | Duct Insulation, R8 | 0.1913% | 0 | 11.1081 | Commercial_2025_SC B_GWh_Before Competition Groups_Duct Insulation, R8
Commercial | Com ¦ Water Heating (DHW) Pipe Insulation (Add 3/4\ Foam)" | 2025 | SC B | GWh | Before Competition Groups | 10.6222 | 0 | 0 | 5806.0236 | 0.0018295 | 43 | Commercial_2025_SC B_GWh_Before Competition Groups_43 | Water Heating (DHW) Pipe Insulation (Add 3/4\ Foam)" | 0.183% | 0 | 10.6222 | Commercial_2025_SC B_GWh_Before Competition Groups_Water Heating (DHW) Pipe Insulation (Add 3/4\ Foam)"
Commercial | Com ¦ Outside Air Economizer | 2025 | SC B | GWh | Before Competition Groups | 9.1933 | 0 | 0 | 5806.0236 | 0.0015834 | 44 | Commercial_2025_SC B_GWh_Before Competition Groups_44 | Outside Air Economizer | 0.1583% | 0 | 9.1933 | Commercial_2025_SC B_GWh_Before Competition Groups_Outside Air Economizer
Commercial | Com ¦ Suction Pipe Insulation Freezer/Refrigerator | 2025 | SC B | GWh | Before Competition Groups | 6.7223 | 0 | 0 | 5806.0236 | 0.0011578 | 45 | Commercial_2025_SC B_GWh_Before Competition Groups_45 | Suction Pipe Insulation Freezer/Refrigerator | 0.1158% | 0 | 6.7223 | Commercial_2025_SC B_GWh_Before Competition Groups_Suction Pipe Insulation Freezer/Refrigerator
Commercial | Com ¦ Water Source Heat Pump (4 ton) | 2025 | SC B | GWh | Before Competition Groups | 6.3474 | 0 | 0 | 5806.0236 | 0.0010932 | 46 | Commercial_2025_SC B_GWh_Before Competition Groups_46 | Water Source Heat Pump (4 ton) | 0.1093% | 0 | 6.3474 | Commercial_2025_SC B_GWh_Before Competition Groups_Water Source Heat Pump (4 ton)
Commercial | Com ¦ ENERGY STAR Fryer (84% eff) | 2025 | SC B | GWh | Before Competition Groups | 5.0886 | 0 | 0 | 5806.0236 | 0.00087643 | 47 | Commercial_2025_SC B_GWh_Before Competition Groups_47 | ENERGY STAR Fryer (84% eff) | 0.08764% | 0 | 5.0886 | Commercial_2025_SC B_GWh_Before Competition Groups_ENERGY STAR Fryer (84% eff)
Commercial | Com ¦ Ozone Laundry Treatment | 2025 | SC B | GWh | Before Competition Groups | 3.0753 | 0 | 0 | 5806.0236 | 0.00052967 | 48 | Commercial_2025_SC B_GWh_Before Competition Groups_48 | Ozone Laundry Treatment | 0.05297% | 0 | 3.0753 | Commercial_2025_SC B_GWh_Before Competition Groups_Ozone Laundry Treatment
Commercial | Com ¦ ENERGY STAR Dishwasher | 2025 | SC B | GWh | Before Competition Groups | 2.7622 | 0 | 0 | 5806.0236 | 0.00047575 | 49 | Commercial_2025_SC B_GWh_Before Competition Groups_49 | ENERGY STAR Dishwasher | 0.04757% | 0 | 2.7622 | Commercial_2025_SC B_GWh_Before Competition Groups_ENERGY STAR Dishwasher
Commercial | Com ¦ ENERGY STAR Steam Cookers | 2025 | SC B | GWh | Before Competition Groups | 2.429 | 0 | 0 | 5806.0236 | 0.00041835 | 50 | Commercial_2025_SC B_GWh_Before Competition Groups_50 | ENERGY STAR Steam Cookers | 0.04184% | 0 | 2.429 | Commercial_2025_SC B_GWh_Before Competition Groups_ENERGY STAR Steam Cookers
Commercial | Com ¦ Demand controlled Circulating Systems | 2025 | SC B | GWh | Before Competition Groups | 2.3127 | 0 | 0 | 5806.0236 | 0.00039832 | 51 | Commercial_2025_SC B_GWh_Before Competition Groups_51 | Demand controlled Circulating Systems | 0.03983% | 0 | 2.3127 | Commercial_2025_SC B_GWh_Before Competition Groups_Demand controlled Circulating Systems
Commercial | Com ¦ Thermostat Setback | 2025 | SC B | GWh | Before Competition Groups | 1.7659 | 0 | 0 | 5806.0236 | 0.00030415 | 52 | Commercial_2025_SC B_GWh_Before Competition Groups_52 | Thermostat Setback | 0.03041% | 0 | 1.7659 | Commercial_2025_SC B_GWh_Before Competition Groups_Thermostat Setback
Commercial | Com ¦ ECM MOTORS FOR HVAC APPLICATION (FAN-POWERED VAV BOX) | 2025 | SC B | GWh | Before Competition Groups | 1.3329 | 0 | 0 | 5806.0236 | 0.00022957 | 53 | Commercial_2025_SC B_GWh_Before Competition Groups_53 | ECM MOTORS FOR HVAC APPLICATION (FAN-POWERED VAV BOX) | 0.02296% | 0 | 1.3329 | Commercial_2025_SC B_GWh_Before Competition Groups_ECM MOTORS FOR HVAC APPLICATION (FAN-POWERED VAV BOX)
Commercial | Com ¦ Condensing Make Up Air Unit | 2025 | SC B | GWh | Before Competition Groups | 1.3284 | 0 | 0 | 5806.0236 | 0.00022879 | 54 | Commercial_2025_SC B_GWh_Before Competition Groups_54 | Condensing Make Up Air Unit | 0.02288% | 0 | 1.3284 | Commercial_2025_SC B_GWh_Before Competition Groups_Condensing Make Up Air Unit
Commercial | Com ¦ CEE Tier 2/Energy Star Clothes Washers | 2025 | SC B | GWh | Before Competition Groups | 0.60307 | 0 | 0 | 5806.0236 | 0.00010387 | 55 | Commercial_2025_SC B_GWh_Before Competition Groups_55 | CEE Tier 2/Energy Star Clothes Washers | 0.01039% | 0 | 0.60307 | Commercial_2025_SC B_GWh_Before Competition Groups_CEE Tier 2/Energy Star Clothes Washers
Commercial | Com ¦ Auto Off Time Switch or Time Clock control | 2025 | SC B | GWh | Before Competition Groups | 0.60272 | 0 | 0 | 5806.0236 | 0.00010381 | 56 | Commercial_2025_SC B_GWh_Before Competition Groups_56 | Auto Off Time Switch or Time Clock control | 0.01038% | 0 | 0.60272 | Commercial_2025_SC B_GWh_Before Competition Groups_Auto Off Time Switch or Time Clock control
Commercial | Com ¦ Notched V belts for HVAC Systems | 2025 | SC B | GWh | Before Competition Groups | 0.52958 | 0 | 0 | 5806.0236 | 9.1212e-05 | 57 | Commercial_2025_SC B_GWh_Before Competition Groups_57 | Notched V belts for HVAC Systems | 0.009121% | 0 | 0.52958 | Commercial_2025_SC B_GWh_Before Competition Groups_Notched V belts for HVAC Systems
Commercial | Com ¦ Solar Water Preheat (Pools/DHW) | 2025 | SC B | GWh | Before Competition Groups | 0.40796 | 0 | 0 | 5806.0236 | 7.0264e-05 | 58 | Commercial_2025_SC B_GWh_Before Competition Groups_58 | Solar Water Preheat (Pools/DHW) | 0.007026% | 0 | 0.40796 | Commercial_2025_SC B_GWh_Before Competition Groups_Solar Water Preheat (Pools/DHW)
Commercial | Com ¦ Low Flow Pre-Rinse Spray Nozzle | 2025 | SC B | GWh | Before Competition Groups | 0.35784 | 0 | 0 | 5806.0236 | 6.1632e-05 | 59 | Commercial_2025_SC B_GWh_Before Competition Groups_59 | Low Flow Pre-Rinse Spray Nozzle | 0.006163% | 0 | 0.35784 | Commercial_2025_SC B_GWh_Before Competition Groups_Low Flow Pre-Rinse Spray Nozzle
Commercial | Com ¦ PTAC (12 EER/10,000 BTU) | 2025 | SC B | GWh | Before Competition Groups | 0.33883 | 0 | 0 | 5806.0236 | 5.8358e-05 | 60 | Commercial_2025_SC B_GWh_Before Competition Groups_60 | PTAC (12 EER/10,000 BTU) | 0.005836% | 0 | 0.33883 | Commercial_2025_SC B_GWh_Before Competition Groups_PTAC (12 EER/10,000 BTU)
Commercial | COM ¦ Ductless Mini-Split Heat Pumps | 2025 | SC B | GWh | Before Competition Groups | 0.30462 | 0 | 0 | 5806.0236 | 5.2466e-05 | 61 | Commercial_2025_SC B_GWh_Before Competition Groups_61 | Ductless Mini-Split Heat Pumps | 0.005247% | 0 | 0.30462 | Commercial_2025_SC B_GWh_Before Competition Groups_Ductless Mini-Split Heat Pumps
Commercial | Com ¦ HVAC Optimization | 2025 | SC B | GWh | Before Competition Groups | 0.1942 | 0 | 0 | 5806.0236 | 3.3449e-05 | 62 | Commercial_2025_SC B_GWh_Before Competition Groups_62 | HVAC Optimization | 0.003345% | 0 | 0.1942 | Commercial_2025_SC B_GWh_Before Competition Groups_HVAC Optimization
Commercial | Com ¦ Commercial Hot Food Holding Cabinets | 2025 | SC B | GWh | Before Competition Groups | 0.14015 | 0 | 0 | 5806.0236 | 2.4138e-05 | 63 | Commercial_2025_SC B_GWh_Before Competition Groups_63 | Commercial Hot Food Holding Cabinets | 0.002414% | 0 | 0.14015 | Commercial_2025_SC B_GWh_Before Competition Groups_Commercial Hot Food Holding Cabinets
Commercial | Com ¦ Wall Insulation | 2025 | SC B | GWh | Before Competition Groups | 0.10046 | 0 | 0 | 5806.0236 | 1.7303e-05 | 64 | Commercial_2025_SC B_GWh_Before Competition Groups_64 | Wall Insulation | 0.00173% | 0 | 0.10046 | Commercial_2025_SC B_GWh_Before Competition Groups_Wall Insulation
Commercial | Com ¦ Energy Recovery Ventilation and Ventilation (Enhanced) | 2025 | SC B | GWh | Before Competition Groups | 0.077274 | 0 | 0 | 5806.0236 | 1.3309e-05 | 65 | Commercial_2025_SC B_GWh_Before Competition Groups_65 | Energy Recovery Ventilation and Ventilation (Enhanced) | 0.001331% | 0 | 0.077274 | Commercial_2025_SC B_GWh_Before Competition Groups_Energy Recovery Ventilation and Ventilation (Enhanced)
Commercial | Com ¦ High Efficiency Small Instantaneous Water Heater | 2025 | SC B | GWh | Before Competition Groups | 0.072288 | 0 | 0 | 5806.0236 | 1.2451e-05 | 66 | Commercial_2025_SC B_GWh_Before Competition Groups_66 | High Efficiency Small Instantaneous Water Heater | 0.001245% | 0 | 0.072288 | Commercial_2025_SC B_GWh_Before Competition Groups_High Efficiency Small Instantaneous Water Heater
Commercial | Com ¦ Air Curtains | 2025 | SC B | GWh | Before Competition Groups | 0.02629 | 0 | 0 | 5806.0236 | 4.5281e-06 | 67 | Commercial_2025_SC B_GWh_Before Competition Groups_67 | Air Curtains | 0.0004528% | 0 | 0.02629 | Commercial_2025_SC B_GWh_Before Competition Groups_Air Curtains
Commercial | Com ¦ High Efficiency Chiller (avg of water and air cooled) | 2025 | SC B | GWh | Before Competition Groups | 0.020487 | 0 | 0 | 5806.0236 | 3.5286e-06 | 68 | Commercial_2025_SC B_GWh_Before Competition Groups_68 | High Efficiency Chiller (avg of water and air cooled) | 0.0003529% | 0 | 0.020487 | Commercial_2025_SC B_GWh_Before Competition Groups_High Efficiency Chiller (avg of water and air cooled)
Commercial | Com ¦ Room AC (w/ louvered sides) 14 SEER from 12 SEER code | 2025 | SC B | GWh | Before Competition Groups | 0.019026 | 0 | 0 | 5806.0236 | 3.2769e-06 | 69 | Commercial_2025_SC B_GWh_Before Competition Groups_69 | Room AC (w/ louvered sides) 14 SEER from 12 SEER code | 0.0003277% | 0 | 0.019026 | Commercial_2025_SC B_GWh_Before Competition Groups_Room AC (w/ louvered sides) 14 SEER from 12 SEER code
Commercial | Com ¦ LED RECESSED DOWNLIGHTS | 2025 | SC B | GWh | Before Competition Groups | 0.016927 | 0 | 0 | 5806.0236 | 2.9154e-06 | 70 | Commercial_2025_SC B_GWh_Before Competition Groups_70 | LED RECESSED DOWNLIGHTS | 0.0002915% | 0 | 0.016927 | Commercial_2025_SC B_GWh_Before Competition Groups_LED RECESSED DOWNLIGHTS
Commercial | Com ¦ VSD Air Compressor | 2025 | SC B | GWh | Before Competition Groups | 0.016063 | 0 | 0 | 5806.0236 | 2.7666e-06 | 71 | Commercial_2025_SC B_GWh_Before Competition Groups_71 | VSD Air Compressor | 0.0002767% | 0 | 0.016063 | Commercial_2025_SC B_GWh_Before Competition Groups_VSD Air Compressor
Commercial | Com ¦ EC Plug Fan for Data Center (under cabinet) | 2025 | SC B | GWh | Before Competition Groups | 0.010612 | 0 | 0 | 5806.0236 | 1.8278e-06 | 72 | Commercial_2025_SC B_GWh_Before Competition Groups_72 | EC Plug Fan for Data Center (under cabinet) | 0.0001828% | 0 | 0.010612 | Commercial_2025_SC B_GWh_Before Competition Groups_EC Plug Fan for Data Center (under cabinet)
Commercial | Com ¦ Electric Convection Combination Ovens | 2025 | SC B | GWh | Before Competition Groups | 0.0016512 | 0 | 0 | 5806.0236 | 2.844e-07 | 73 | Commercial_2025_SC B_GWh_Before Competition Groups_73 | Electric Convection Combination Ovens | 2.844e-05% | 0 | 0.0016512 | Commercial_2025_SC B_GWh_Before Competition Groups_Electric Convection Combination Ovens
Commercial | Com ¦ LLLC - Low Impact Application | 2025 | SC B | GWh | Before Competition Groups | 2.2089e-18 | 0 | 0 | 5806.0236 | 3.8045e-22 | 74 | Commercial_2025_SC B_GWh_Before Competition Groups_74 | LLLC - Low Impact Application | 3.804e-20% | 0 | 2.2089e-18 | Commercial_2025_SC B_GWh_Before Competition Groups_LLLC - Low Impact Application
Commercial | Com ¦ LLLC - High Impact Application | 2025 | SC B | GWh | Before Competition Groups | 7.7405e-19 | 0 | 0 | 5806.0236 | 1.3332e-22 | 75 | Commercial_2025_SC B_GWh_Before Competition Groups_75 | LLLC - High Impact Application | 1.333e-20% | 0 | 7.7405e-19 | Commercial_2025_SC B_GWh_Before Competition Groups_LLLC - High Impact Application
Commercial | Com ¦ Networked/Connected - High Impact Application | 2025 | SC B | GWh | Before Competition Groups | 8.4709e-21 | 0 | 0 | 5806.0236 | 1.459e-24 | 76 | Commercial_2025_SC B_GWh_Before Competition Groups_76 | Networked/Connected - High Impact Application | 1.459e-22% | 0 | 8.4709e-21 | Commercial_2025_SC B_GWh_Before Competition Groups_Networked/Connected - High Impact Application
Commercial | Com ¦ Networked/Connected - Low Impact Application | 2025 | SC B | GWh | Before Competition Groups | 4.1707e-21 | 0 | 0 | 5806.0236 | 7.1835e-25 | 77 | Commercial_2025_SC B_GWh_Before Competition Groups_77 | Networked/Connected - Low Impact Application | 7.183e-23% | 0 | 4.1707e-21 | Commercial_2025_SC B_GWh_Before Competition Groups_Networked/Connected - Low Impact Application
Commercial | Com ¦ Efficient compressor motor | 2025 | SC B | GWh | Before Competition Groups | 0 | 0 | 0 | 5806.0236 | 0 | 78 | Commercial_2025_SC B_GWh_Before Competition Groups_78 | Efficient compressor motor | 0% | 0 | 0 | Commercial_2025_SC B_GWh_Before Competition Groups_Efficient compressor motor
Commercial | Com ¦ Indoor Daylight Sensors/Photocell Dimming Control | 2025 | SC B | GWh | Before Competition Groups | 0 | 0 | 0 | 5806.0236 | 0 | 79 | Commercial_2025_SC B_GWh_Before Competition Groups_79 | Indoor Daylight Sensors/Photocell Dimming Control | 0% | 0 | 0 | Commercial_2025_SC B_GWh_Before Competition Groups_Indoor Daylight Sensors/Photocell Dimming Control
Commercial | Com ¦ Variable Refrigerant Flow Heat Pump | 2025 | SC B | GWh | Before Competition Groups | 0 | 0 | 0 | 5806.0236 | 0 | 80 | Commercial_2025_SC B_GWh_Before Competition Groups_80 | Variable Refrigerant Flow Heat Pump | 0% | 0 | 0 | Commercial_2025_SC B_GWh_Before Competition Groups_Variable Refrigerant Flow Heat Pump
Commercial | Com ¦ ENERGY STAR LED LAMPS (REFLECTOR LAMPs/MR16/PAR 16) | 2025 | SC C | GWh | Before Competition Groups | 646.9948 | 0 | 0 | 4503.4759 | 0.14367 | 1 | Commercial_2025_SC C_GWh_Before Competition Groups_1 | ENERGY STAR LED LAMPS (REFLECTOR LAMPs/MR16/PAR 16) | 14.37% | 0 | 646.9948 | Commercial_2025_SC C_GWh_Before Competition Groups_ENERGY STAR LED LAMPS (REFLECTOR LAMPs/MR16/PAR 16)
Commercial | Com ¦ LED Troffer/Surface/Suspended | 2025 | SC C | GWh | Before Competition Groups | 457.9284 | 0 | 0 | 4503.4759 | 0.10168 | 2 | Commercial_2025_SC C_GWh_Before Competition Groups_2 | LED Troffer/Surface/Suspended | 10.17% | 0 | 457.9284 | Commercial_2025_SC C_GWh_Before Competition Groups_LED Troffer/Surface/Suspended
Commercial | Com ¦ LED Low/High Bay | 2025 | SC C | GWh | Before Competition Groups | 452.0804 | 0 | 0 | 4503.4759 | 0.10038 | 3 | Commercial_2025_SC C_GWh_Before Competition Groups_3 | LED Low/High Bay | 10.04% | 0 | 452.0804 | Commercial_2025_SC C_GWh_Before Competition Groups_LED Low/High Bay
Commercial | Com ¦ LED EXTERIOR AREA LIGHTS - LED fixture (200W) | 2025 | SC C | GWh | Before Competition Groups | 396.3982 | 0 | 0 | 4503.4759 | 0.088021 | 4 | Commercial_2025_SC C_GWh_Before Competition Groups_4 | LED EXTERIOR AREA LIGHTS - LED fixture (200W) | 8.802% | 0 | 396.3982 | Commercial_2025_SC C_GWh_Before Competition Groups_LED EXTERIOR AREA LIGHTS - LED fixture (200W)
Commercial | Com ¦ LED parking lot fixture | 2025 | SC C | GWh | Before Competition Groups | 387.4949 | 0 | 0 | 4503.4759 | 0.086044 | 5 | Commercial_2025_SC C_GWh_Before Competition Groups_5 | LED parking lot fixture | 8.604% | 0 | 387.4949 | Commercial_2025_SC C_GWh_Before Competition Groups_LED parking lot fixture
Commercial | Com ¦ LED Replacement Lamp (Tube) | 2025 | SC C | GWh | Before Competition Groups | 305.5033 | 0 | 0 | 4503.4759 | 0.067837 | 6 | Commercial_2025_SC C_GWh_Before Competition Groups_6 | LED Replacement Lamp (Tube) | 6.784% | 0 | 305.5033 | Commercial_2025_SC C_GWh_Before Competition Groups_LED Replacement Lamp (Tube)
Commercial | Com ¦ LED street light fixture | 2025 | SC C | GWh | Before Competition Groups | 229.5502 | 0 | 0 | 4503.4759 | 0.050972 | 7 | Commercial_2025_SC C_GWh_Before Competition Groups_7 | LED street light fixture | 5.097% | 0 | 229.5502 | Commercial_2025_SC C_GWh_Before Competition Groups_LED street light fixture
Commercial | Com ¦ Building Recommissioning, Operations and Maintenance (O&M) Improvements | 2025 | SC C | GWh | Before Competition Groups | 200.806 | 0 | 0 | 4503.4759 | 0.044589 | 8 | Commercial_2025_SC C_GWh_Before Competition Groups_8 | Building Recommissioning, Operations and Maintenance (O&M) Improvements | 4.459% | 0 | 200.806 | Commercial_2025_SC C_GWh_Before Competition Groups_Building Recommissioning, Operations and Maintenance (O&M) Improvements
Commercial | Com ¦ Data Center Storage/Server Virtualization | 2025 | SC C | GWh | Before Competition Groups | 141.9755 | 0 | 0 | 4503.4759 | 0.031526 | 9 | Commercial_2025_SC C_GWh_Before Competition Groups_9 | Data Center Storage/Server Virtualization | 3.153% | 0 | 141.9755 | Commercial_2025_SC C_GWh_Before Competition Groups_Data Center Storage/Server Virtualization
Commercial | Com ¦ Furnace Tune-Up | 2025 | SC C | GWh | Before Competition Groups | 130.5828 | 0 | 0 | 4503.4759 | 0.028996 | 10 | Commercial_2025_SC C_GWh_Before Competition Groups_10 | Furnace Tune-Up | 2.9% | 0 | 130.5828 | Commercial_2025_SC C_GWh_Before Competition Groups_Furnace Tune-Up
Commercial | Com ¦ Reach-in Shaded Pole to ECM/PSC Evaporator Fan Motor | 2025 | SC C | GWh | Before Competition Groups | 108.7624 | 0 | 0 | 4503.4759 | 0.024151 | 11 | Commercial_2025_SC C_GWh_Before Competition Groups_11 | Reach-in Shaded Pole to ECM/PSC Evaporator Fan Motor | 2.415% | 0 | 108.7624 | Commercial_2025_SC C_GWh_Before Competition Groups_Reach-in Shaded Pole to ECM/PSC Evaporator Fan Motor
Commercial | Com ¦ High Efficiency Air Source Heat Pump | 2025 | SC C | GWh | Before Competition Groups | 106.364 | 0 | 0 | 4503.4759 | 0.023618 | 12 | Commercial_2025_SC C_GWh_Before Competition Groups_12 | High Efficiency Air Source Heat Pump | 2.362% | 0 | 106.364 | Commercial_2025_SC C_GWh_Before Competition Groups_High Efficiency Air Source Heat Pump
Commercial | Com ¦ LED or Equivalent Sign Lighting | 2025 | SC C | GWh | Before Competition Groups | 103.1825 | 0 | 0 | 4503.4759 | 0.022912 | 13 | Commercial_2025_SC C_GWh_Before Competition Groups_13 | LED or Equivalent Sign Lighting | 2.291% | 0 | 103.1825 | Commercial_2025_SC C_GWh_Before Competition Groups_LED or Equivalent Sign Lighting
Commercial | Com ¦ ENERGY STAR LED LAMPS (General Service Lamps) | 2025 | SC C | GWh | Before Competition Groups | 85.6879 | 0 | 0 | 4503.4759 | 0.019027 | 14 | Commercial_2025_SC C_GWh_Before Competition Groups_14 | ENERGY STAR LED LAMPS (General Service Lamps) | 1.903% | 0 | 85.6879 | Commercial_2025_SC C_GWh_Before Competition Groups_ENERGY STAR LED LAMPS (General Service Lamps)
Commercial | Com ¦ Education and Capacity Building/Energy Behavior | 2025 | SC C | GWh | Before Competition Groups | 70.4519 | 0 | 0 | 4503.4759 | 0.015644 | 15 | Commercial_2025_SC C_GWh_Before Competition Groups_15 | Education and Capacity Building/Energy Behavior | 1.564% | 0 | 70.4519 | Commercial_2025_SC C_GWh_Before Competition Groups_Education and Capacity Building/Energy Behavior
Commercial | Com ¦ Refrigerated Display Case Doors | 2025 | SC C | GWh | Before Competition Groups | 67.55 | 0 | 0 | 4503.4759 | 0.015 | 16 | Commercial_2025_SC C_GWh_Before Competition Groups_16 | Refrigerated Display Case Doors | 1.5% | 0 | 67.55 | Commercial_2025_SC C_GWh_Before Competition Groups_Refrigerated Display Case Doors
Commercial | Com ¦ Strip Curtains | 2025 | SC C | GWh | Before Competition Groups | 66.9544 | 0 | 0 | 4503.4759 | 0.014867 | 17 | Commercial_2025_SC C_GWh_Before Competition Groups_17 | Strip Curtains | 1.487% | 0 | 66.9544 | Commercial_2025_SC C_GWh_Before Competition Groups_Strip Curtains
Commercial | Com ¦ Advanced BAS/Controllers | 2025 | SC C | GWh | Before Competition Groups | 50.4018 | 0 | 0 | 4503.4759 | 0.011192 | 18 | Commercial_2025_SC C_GWh_Before Competition Groups_18 | Advanced BAS/Controllers | 1.119% | 0 | 50.4018 | Commercial_2025_SC C_GWh_Before Competition Groups_Advanced BAS/Controllers
Commercial | Com ¦ Demand Control Ventilation | 2025 | SC C | GWh | Before Competition Groups | 48.9242 | 0 | 0 | 4503.4759 | 0.010864 | 19 | Commercial_2025_SC C_GWh_Before Competition Groups_19 | Demand Control Ventilation | 1.086% | 0 | 48.9242 | Commercial_2025_SC C_GWh_Before Competition Groups_Demand Control Ventilation
Commercial | Com ¦ Centrally controlled desktop PC/NETWORK PC POWER MANAGEMENT SOFTWARE | 2025 | SC C | GWh | Before Competition Groups | 46.1623 | 0 | 0 | 4503.4759 | 0.01025 | 20 | Commercial_2025_SC C_GWh_Before Competition Groups_20 | Centrally controlled desktop PC/NETWORK PC POWER MANAGEMENT SOFTWARE | 1.025% | 0 | 46.1623 | Commercial_2025_SC C_GWh_Before Competition Groups_Centrally controlled desktop PC/NETWORK PC POWER MANAGEMENT SOFTWARE
Commercial | Com ¦ Variable Frequency Drive (VFD) | 2025 | SC C | GWh | Before Competition Groups | 43.5098 | 0 | 0 | 4503.4759 | 0.0096614 | 21 | Commercial_2025_SC C_GWh_Before Competition Groups_21 | Variable Frequency Drive (VFD) | 0.9661% | 0 | 43.5098 | Commercial_2025_SC C_GWh_Before Competition Groups_Variable Frequency Drive (VFD)
Commercial | Com ¦ VFD on Pumps | 2025 | SC C | GWh | Before Competition Groups | 40.6299 | 0 | 0 | 4503.4759 | 0.0090219 | 22 | Commercial_2025_SC C_GWh_Before Competition Groups_22 | VFD on Pumps | 0.9022% | 0 | 40.6299 | Commercial_2025_SC C_GWh_Before Competition Groups_VFD on Pumps
Commercial | Com ¦ Adaptive Thermostats | 2025 | SC C | GWh | Before Competition Groups | 34.9607 | 0 | 0 | 4503.4759 | 0.0077631 | 23 | Commercial_2025_SC C_GWh_Before Competition Groups_23 | Adaptive Thermostats | 0.7763% | 0 | 34.9607 | Commercial_2025_SC C_GWh_Before Competition Groups_Adaptive Thermostats
Commercial | Com ¦ Air Handler with Dedicated Outdoor Air Systems | 2025 | SC C | GWh | Before Competition Groups | 24.3311 | 0 | 0 | 4503.4759 | 0.0054027 | 24 | Commercial_2025_SC C_GWh_Before Competition Groups_24 | Air Handler with Dedicated Outdoor Air Systems | 0.5403% | 0 | 24.3311 | Commercial_2025_SC C_GWh_Before Competition Groups_Air Handler with Dedicated Outdoor Air Systems
Commercial | Com ¦ Unitary Air-Conditioning Unit | 2025 | SC C | GWh | Before Competition Groups | 22.6489 | 0 | 0 | 4503.4759 | 0.0050292 | 25 | Commercial_2025_SC C_GWh_Before Competition Groups_25 | Unitary Air-Conditioning Unit | 0.5029% | 0 | 22.6489 | Commercial_2025_SC C_GWh_Before Competition Groups_Unitary Air-Conditioning Unit
Commercial | Com ¦ Refrigerated Display Case LED | 2025 | SC C | GWh | Before Competition Groups | 20.9263 | 0 | 0 | 4503.4759 | 0.0046467 | 26 | Commercial_2025_SC C_GWh_Before Competition Groups_26 | Refrigerated Display Case LED | 0.4647% | 0 | 20.9263 | Commercial_2025_SC C_GWh_Before Competition Groups_Refrigerated Display Case LED
Commercial | Com ¦ ECM MOTORS FOR EVAPORATOR FANS for refrigeration (WALK-IN) | 2025 | SC C | GWh | Before Competition Groups | 20.2858 | 0 | 0 | 4503.4759 | 0.0045045 | 27 | Commercial_2025_SC C_GWh_Before Competition Groups_27 | ECM MOTORS FOR EVAPORATOR FANS for refrigeration (WALK-IN) | 0.4504% | 0 | 20.2858 | Commercial_2025_SC C_GWh_Before Competition Groups_ECM MOTORS FOR EVAPORATOR FANS for refrigeration (WALK-IN)
Commercial | Com ¦ Condensing Unit Heaters or other Efficient Unit Heating System | 2025 | SC C | GWh | Before Competition Groups | 19.6361 | 0 | 0 | 4503.4759 | 0.0043602 | 28 | Commercial_2025_SC C_GWh_Before Competition Groups_28 | Condensing Unit Heaters or other Efficient Unit Heating System | 0.436% | 0 | 19.6361 | Commercial_2025_SC C_GWh_Before Competition Groups_Condensing Unit Heaters or other Efficient Unit Heating System
Commercial | Com ¦ Demand Control Kitchen Ventilation | 2025 | SC C | GWh | Before Competition Groups | 17.2594 | 0 | 0 | 4503.4759 | 0.0038325 | 29 | Commercial_2025_SC C_GWh_Before Competition Groups_29 | Demand Control Kitchen Ventilation | 0.3832% | 0 | 17.2594 | Commercial_2025_SC C_GWh_Before Competition Groups_Demand Control Kitchen Ventilation
Commercial | Com ¦ Freezer Case Light Sensor | 2025 | SC C | GWh | Before Competition Groups | 16.6506 | 0 | 0 | 4503.4759 | 0.0036973 | 30 | Commercial_2025_SC C_GWh_Before Competition Groups_30 | Freezer Case Light Sensor | 0.3697% | 0 | 16.6506 | Commercial_2025_SC C_GWh_Before Competition Groups_Freezer Case Light Sensor
Commercial | Com ¦ Evaporator Fan Controls | 2025 | SC C | GWh | Before Competition Groups | 16.2419 | 0 | 0 | 4503.4759 | 0.0036065 | 31 | Commercial_2025_SC C_GWh_Before Competition Groups_31 | Evaporator Fan Controls | 0.3607% | 0 | 16.2419 | Commercial_2025_SC C_GWh_Before Competition Groups_Evaporator Fan Controls
Commercial | Com ¦ ENERGY STAR Griddle (74% eff) | 2025 | SC C | GWh | Before Competition Groups | 14.1246 | 0 | 0 | 4503.4759 | 0.0031364 | 32 | Commercial_2025_SC C_GWh_Before Competition Groups_32 | ENERGY STAR Griddle (74% eff) | 0.3136% | 0 | 14.1246 | Commercial_2025_SC C_GWh_Before Competition Groups_ENERGY STAR Griddle (74% eff)
Commercial | Com ¦ Chilled Water Optimization | 2025 | SC C | GWh | Before Competition Groups | 12.0079 | 0 | 0 | 4503.4759 | 0.0026664 | 33 | Commercial_2025_SC C_GWh_Before Competition Groups_33 | Chilled Water Optimization | 0.2666% | 0 | 12.0079 | Commercial_2025_SC C_GWh_Before Competition Groups_Chilled Water Optimization
Commercial | Com ¦ Occupancy Sensors | 2025 | SC C | GWh | Before Competition Groups | 11.5809 | 0 | 0 | 4503.4759 | 0.0025715 | 34 | Commercial_2025_SC C_GWh_Before Competition Groups_34 | Occupancy Sensors | 0.2572% | 0 | 11.5809 | Commercial_2025_SC C_GWh_Before Competition Groups_Occupancy Sensors
Commercial | Com ¦ Door Gasket Freezer/Refrigerator | 2025 | SC C | GWh | Before Competition Groups | 11.4426 | 0 | 0 | 4503.4759 | 0.0025408 | 35 | Commercial_2025_SC C_GWh_Before Competition Groups_35 | Door Gasket Freezer/Refrigerator | 0.2541% | 0 | 11.4426 | Commercial_2025_SC C_GWh_Before Competition Groups_Door Gasket Freezer/Refrigerator
Commercial | Com ¦ Elec Storage WH 2.30 Et | 2025 | SC C | GWh | Before Competition Groups | 6.4856 | 0 | 0 | 4503.4759 | 0.0014401 | 36 | Commercial_2025_SC C_GWh_Before Competition Groups_36 | Elec Storage WH 2.30 Et | 0.144% | 0 | 6.4856 | Commercial_2025_SC C_GWh_Before Competition Groups_Elec Storage WH 2.30 Et
Commercial | Com ¦ Temperature Adjustment in Commercial Freezers | 2025 | SC C | GWh | Before Competition Groups | 6.2176 | 0 | 0 | 4503.4759 | 0.0013806 | 37 | Commercial_2025_SC C_GWh_Before Competition Groups_37 | Temperature Adjustment in Commercial Freezers | 0.1381% | 0 | 6.2176 | Commercial_2025_SC C_GWh_Before Competition Groups_Temperature Adjustment in Commercial Freezers
Commercial | Com ¦ BEVERAGE VENDING MACHINE CONTROLS | 2025 | SC C | GWh | Before Competition Groups | 5.8559 | 0 | 0 | 4503.4759 | 0.0013003 | 38 | Commercial_2025_SC C_GWh_Before Competition Groups_38 | BEVERAGE VENDING MACHINE CONTROLS | 0.13% | 0 | 5.8559 | Commercial_2025_SC C_GWh_Before Competition Groups_BEVERAGE VENDING MACHINE CONTROLS
Commercial | Com ¦ CO Sensors for parking garage exhaust fans | 2025 | SC C | GWh | Before Competition Groups | 5.7711 | 0 | 0 | 4503.4759 | 0.0012815 | 39 | Commercial_2025_SC C_GWh_Before Competition Groups_39 | CO Sensors for parking garage exhaust fans | 0.1281% | 0 | 5.7711 | Commercial_2025_SC C_GWh_Before Competition Groups_CO Sensors for parking garage exhaust fans
Commercial | Com ¦ Energy Efficient Laboratory Fume Hood | 2025 | SC C | GWh | Before Competition Groups | 5.3261 | 0 | 0 | 4503.4759 | 0.0011827 | 40 | Commercial_2025_SC C_GWh_Before Competition Groups_40 | Energy Efficient Laboratory Fume Hood | 0.1183% | 0 | 5.3261 | Commercial_2025_SC C_GWh_Before Competition Groups_Energy Efficient Laboratory Fume Hood
Commercial | Com ¦ ENERGY STAR Fryer (84% eff) | 2025 | SC C | GWh | Before Competition Groups | 5.0886 | 0 | 0 | 4503.4759 | 0.0011299 | 41 | Commercial_2025_SC C_GWh_Before Competition Groups_41 | ENERGY STAR Fryer (84% eff) | 0.113% | 0 | 5.0886 | Commercial_2025_SC C_GWh_Before Competition Groups_ENERGY STAR Fryer (84% eff)
Commercial | Com ¦ Outside Air Economizer | 2025 | SC C | GWh | Before Competition Groups | 4.853 | 0 | 0 | 4503.4759 | 0.0010776 | 42 | Commercial_2025_SC C_GWh_Before Competition Groups_42 | Outside Air Economizer | 0.1078% | 0 | 4.853 | Commercial_2025_SC C_GWh_Before Competition Groups_Outside Air Economizer
Commercial | Com ¦ Vertical Night Covers | 2025 | SC C | GWh | Before Competition Groups | 4.8178 | 0 | 0 | 4503.4759 | 0.0010698 | 43 | Commercial_2025_SC C_GWh_Before Competition Groups_43 | Vertical Night Covers | 0.107% | 0 | 4.8178 | Commercial_2025_SC C_GWh_Before Competition Groups_Vertical Night Covers
Commercial | Com ¦ Duct Insulation, R8 | 2025 | SC C | GWh | Before Competition Groups | 4.3687 | 0 | 0 | 4503.4759 | 0.00097008 | 44 | Commercial_2025_SC C_GWh_Before Competition Groups_44 | Duct Insulation, R8 | 0.09701% | 0 | 4.3687 | Commercial_2025_SC C_GWh_Before Competition Groups_Duct Insulation, R8
Commercial | Com ¦ Water Heating (DHW) Pipe Insulation (Add 3/4\ Foam)" | 2025 | SC C | GWh | Before Competition Groups | 4.171 | 0 | 0 | 4503.4759 | 0.00092618 | 45 | Commercial_2025_SC C_GWh_Before Competition Groups_45 | Water Heating (DHW) Pipe Insulation (Add 3/4\ Foam)" | 0.09262% | 0 | 4.171 | Commercial_2025_SC C_GWh_Before Competition Groups_Water Heating (DHW) Pipe Insulation (Add 3/4\ Foam)"
Commercial | Com ¦ Water Source Heat Pump (4 ton) | 2025 | SC C | GWh | Before Competition Groups | 4.1639 | 0 | 0 | 4503.4759 | 0.0009246 | 46 | Commercial_2025_SC C_GWh_Before Competition Groups_46 | Water Source Heat Pump (4 ton) | 0.09246% | 0 | 4.1639 | Commercial_2025_SC C_GWh_Before Competition Groups_Water Source Heat Pump (4 ton)
Commercial | Com ¦ Suction Pipe Insulation Freezer/Refrigerator | 2025 | SC C | GWh | Before Competition Groups | 2.638 | 0 | 0 | 4503.4759 | 0.00058576 | 47 | Commercial_2025_SC C_GWh_Before Competition Groups_47 | Suction Pipe Insulation Freezer/Refrigerator | 0.05858% | 0 | 2.638 | Commercial_2025_SC C_GWh_Before Competition Groups_Suction Pipe Insulation Freezer/Refrigerator
Commercial | Com ¦ ENERGY STAR Dishwasher | 2025 | SC C | GWh | Before Competition Groups | 2.5585 | 0 | 0 | 4503.4759 | 0.00056811 | 48 | Commercial_2025_SC C_GWh_Before Competition Groups_48 | ENERGY STAR Dishwasher | 0.05681% | 0 | 2.5585 | Commercial_2025_SC C_GWh_Before Competition Groups_ENERGY STAR Dishwasher
Commercial | Com ¦ ENERGY STAR Steam Cookers | 2025 | SC C | GWh | Before Competition Groups | 2.429 | 0 | 0 | 4503.4759 | 0.00053936 | 49 | Commercial_2025_SC C_GWh_Before Competition Groups_49 | ENERGY STAR Steam Cookers | 0.05394% | 0 | 2.429 | Commercial_2025_SC C_GWh_Before Competition Groups_ENERGY STAR Steam Cookers
Commercial | Com ¦ Thermostat Setback | 2025 | SC C | GWh | Before Competition Groups | 1.7401 | 0 | 0 | 4503.4759 | 0.0003864 | 50 | Commercial_2025_SC C_GWh_Before Competition Groups_50 | Thermostat Setback | 0.03864% | 0 | 1.7401 | Commercial_2025_SC C_GWh_Before Competition Groups_Thermostat Setback
Commercial | Com ¦ Ozone Laundry Treatment | 2025 | SC C | GWh | Before Competition Groups | 1.2849 | 0 | 0 | 4503.4759 | 0.00028532 | 51 | Commercial_2025_SC C_GWh_Before Competition Groups_51 | Ozone Laundry Treatment | 0.02853% | 0 | 1.2849 | Commercial_2025_SC C_GWh_Before Competition Groups_Ozone Laundry Treatment
Commercial | Com ¦ Demand controlled Circulating Systems | 2025 | SC C | GWh | Before Competition Groups | 0.8875 | 0 | 0 | 4503.4759 | 0.00019707 | 52 | Commercial_2025_SC C_GWh_Before Competition Groups_52 | Demand controlled Circulating Systems | 0.01971% | 0 | 0.8875 | Commercial_2025_SC C_GWh_Before Competition Groups_Demand controlled Circulating Systems
Commercial | Com ¦ Condensing Make Up Air Unit | 2025 | SC C | GWh | Before Competition Groups | 0.87858 | 0 | 0 | 4503.4759 | 0.00019509 | 53 | Commercial_2025_SC C_GWh_Before Competition Groups_53 | Condensing Make Up Air Unit | 0.01951% | 0 | 0.87858 | Commercial_2025_SC C_GWh_Before Competition Groups_Condensing Make Up Air Unit
Commercial | Com ¦ LLLC - High Impact Application | 2025 | SC C | GWh | Before Competition Groups | 0.65334 | 0 | 0 | 4503.4759 | 0.00014507 | 54 | Commercial_2025_SC C_GWh_Before Competition Groups_54 | LLLC - High Impact Application | 0.01451% | 0 | 0.65334 | Commercial_2025_SC C_GWh_Before Competition Groups_LLLC - High Impact Application
Commercial | Com ¦ ECM MOTORS FOR HVAC APPLICATION (FAN-POWERED VAV BOX) | 2025 | SC C | GWh | Before Competition Groups | 0.63803 | 0 | 0 | 4503.4759 | 0.00014168 | 55 | Commercial_2025_SC C_GWh_Before Competition Groups_55 | ECM MOTORS FOR HVAC APPLICATION (FAN-POWERED VAV BOX) | 0.01417% | 0 | 0.63803 | Commercial_2025_SC C_GWh_Before Competition Groups_ECM MOTORS FOR HVAC APPLICATION (FAN-POWERED VAV BOX)
Commercial | Com ¦ CEE Tier 2/Energy Star Clothes Washers | 2025 | SC C | GWh | Before Competition Groups | 0.50815 | 0 | 0 | 4503.4759 | 0.00011284 | 56 | Commercial_2025_SC C_GWh_Before Competition Groups_56 | CEE Tier 2/Energy Star Clothes Washers | 0.01128% | 0 | 0.50815 | Commercial_2025_SC C_GWh_Before Competition Groups_CEE Tier 2/Energy Star Clothes Washers
Commercial | Com ¦ LLLC - Low Impact Application | 2025 | SC C | GWh | Before Competition Groups | 0.39595 | 0 | 0 | 4503.4759 | 8.7921e-05 | 57 | Commercial_2025_SC C_GWh_Before Competition Groups_57 | LLLC - Low Impact Application | 0.008792% | 0 | 0.39595 | Commercial_2025_SC C_GWh_Before Competition Groups_LLLC - Low Impact Application
Commercial | Com ¦ Low Flow Pre-Rinse Spray Nozzle | 2025 | SC C | GWh | Before Competition Groups | 0.27384 | 0 | 0 | 4503.4759 | 6.0807e-05 | 58 | Commercial_2025_SC C_GWh_Before Competition Groups_58 | Low Flow Pre-Rinse Spray Nozzle | 0.006081% | 0 | 0.27384 | Commercial_2025_SC C_GWh_Before Competition Groups_Low Flow Pre-Rinse Spray Nozzle
Commercial | Com ¦ Auto Off Time Switch or Time Clock control | 2025 | SC C | GWh | Before Competition Groups | 0.24731 | 0 | 0 | 4503.4759 | 5.4916e-05 | 59 | Commercial_2025_SC C_GWh_Before Competition Groups_59 | Auto Off Time Switch or Time Clock control | 0.005492% | 0 | 0.24731 | Commercial_2025_SC C_GWh_Before Competition Groups_Auto Off Time Switch or Time Clock control
Commercial | Com ¦ Notched V belts for HVAC Systems | 2025 | SC C | GWh | Before Competition Groups | 0.23392 | 0 | 0 | 4503.4759 | 5.1943e-05 | 60 | Commercial_2025_SC C_GWh_Before Competition Groups_60 | Notched V belts for HVAC Systems | 0.005194% | 0 | 0.23392 | Commercial_2025_SC C_GWh_Before Competition Groups_Notched V belts for HVAC Systems
Commercial | COM ¦ Ductless Mini-Split Heat Pumps | 2025 | SC C | GWh | Before Competition Groups | 0.21927 | 0 | 0 | 4503.4759 | 4.8689e-05 | 61 | Commercial_2025_SC C_GWh_Before Competition Groups_61 | Ductless Mini-Split Heat Pumps | 0.004869% | 0 | 0.21927 | Commercial_2025_SC C_GWh_Before Competition Groups_Ductless Mini-Split Heat Pumps
Commercial | Com ¦ HVAC Optimization | 2025 | SC C | GWh | Before Competition Groups | 0.1942 | 0 | 0 | 4503.4759 | 4.3123e-05 | 62 | Commercial_2025_SC C_GWh_Before Competition Groups_62 | HVAC Optimization | 0.004312% | 0 | 0.1942 | Commercial_2025_SC C_GWh_Before Competition Groups_HVAC Optimization
Commercial | Com ¦ Solar Water Preheat (Pools/DHW) | 2025 | SC C | GWh | Before Competition Groups | 0.15559 | 0 | 0 | 4503.4759 | 3.4549e-05 | 63 | Commercial_2025_SC C_GWh_Before Competition Groups_63 | Solar Water Preheat (Pools/DHW) | 0.003455% | 0 | 0.15559 | Commercial_2025_SC C_GWh_Before Competition Groups_Solar Water Preheat (Pools/DHW)
Commercial | Com ¦ PTAC (12 EER/10,000 BTU) | 2025 | SC C | GWh | Before Competition Groups | 0.12864 | 0 | 0 | 4503.4759 | 2.8564e-05 | 64 | Commercial_2025_SC C_GWh_Before Competition Groups_64 | PTAC (12 EER/10,000 BTU) | 0.002856% | 0 | 0.12864 | Commercial_2025_SC C_GWh_Before Competition Groups_PTAC (12 EER/10,000 BTU)
Commercial | Com ¦ Commercial Hot Food Holding Cabinets | 2025 | SC C | GWh | Before Competition Groups | 0.09738 | 0 | 0 | 4503.4759 | 2.1623e-05 | 65 | Commercial_2025_SC C_GWh_Before Competition Groups_65 | Commercial Hot Food Holding Cabinets | 0.002162% | 0 | 0.09738 | Commercial_2025_SC C_GWh_Before Competition Groups_Commercial Hot Food Holding Cabinets
Commercial | Com ¦ Air Curtains | 2025 | SC C | GWh | Before Competition Groups | 0.068943 | 0 | 0 | 4503.4759 | 1.5309e-05 | 66 | Commercial_2025_SC C_GWh_Before Competition Groups_66 | Air Curtains | 0.001531% | 0 | 0.068943 | Commercial_2025_SC C_GWh_Before Competition Groups_Air Curtains
Commercial | Com ¦ Wall Insulation | 2025 | SC C | GWh | Before Competition Groups | 0.039508 | 0 | 0 | 4503.4759 | 8.7728e-06 | 67 | Commercial_2025_SC C_GWh_Before Competition Groups_67 | Wall Insulation | 0.0008773% | 0 | 0.039508 | Commercial_2025_SC C_GWh_Before Competition Groups_Wall Insulation
Commercial | Com ¦ Energy Recovery Ventilation and Ventilation (Enhanced) | 2025 | SC C | GWh | Before Competition Groups | 0.021623 | 0 | 0 | 4503.4759 | 4.8014e-06 | 68 | Commercial_2025_SC C_GWh_Before Competition Groups_68 | Energy Recovery Ventilation and Ventilation (Enhanced) | 0.0004801% | 0 | 0.021623 | Commercial_2025_SC C_GWh_Before Competition Groups_Energy Recovery Ventilation and Ventilation (Enhanced)
Commercial | Com ¦ High Efficiency Chiller (avg of water and air cooled) | 2025 | SC C | GWh | Before Competition Groups | 0.020489 | 0 | 0 | 4503.4759 | 4.5495e-06 | 69 | Commercial_2025_SC C_GWh_Before Competition Groups_69 | High Efficiency Chiller (avg of water and air cooled) | 0.000455% | 0 | 0.020489 | Commercial_2025_SC C_GWh_Before Competition Groups_High Efficiency Chiller (avg of water and air cooled)
Commercial | Com ¦ LED RECESSED DOWNLIGHTS | 2025 | SC C | GWh | Before Competition Groups | 0.016927 | 0 | 0 | 4503.4759 | 3.7586e-06 | 70 | Commercial_2025_SC C_GWh_Before Competition Groups_70 | LED RECESSED DOWNLIGHTS | 0.0003759% | 0 | 0.016927 | Commercial_2025_SC C_GWh_Before Competition Groups_LED RECESSED DOWNLIGHTS
Commercial | Com ¦ VSD Air Compressor | 2025 | SC C | GWh | Before Competition Groups | 0.01338 | 0 | 0 | 4503.4759 | 2.971e-06 | 71 | Commercial_2025_SC C_GWh_Before Competition Groups_71 | VSD Air Compressor | 0.0002971% | 0 | 0.01338 | Commercial_2025_SC C_GWh_Before Competition Groups_VSD Air Compressor
Commercial | Com ¦ EC Plug Fan for Data Center (under cabinet) | 2025 | SC C | GWh | Before Competition Groups | 0.0073679 | 0 | 0 | 4503.4759 | 1.636e-06 | 72 | Commercial_2025_SC C_GWh_Before Competition Groups_72 | EC Plug Fan for Data Center (under cabinet) | 0.0001636% | 0 | 0.0073679 | Commercial_2025_SC C_GWh_Before Competition Groups_EC Plug Fan for Data Center (under cabinet)
Commercial | Com ¦ Room AC (w/ louvered sides) 14 SEER from 12 SEER code | 2025 | SC C | GWh | Before Competition Groups | 0.0072779 | 0 | 0 | 4503.4759 | 1.6161e-06 | 73 | Commercial_2025_SC C_GWh_Before Competition Groups_73 | Room AC (w/ louvered sides) 14 SEER from 12 SEER code | 0.0001616% | 0 | 0.0072779 | Commercial_2025_SC C_GWh_Before Competition Groups_Room AC (w/ louvered sides) 14 SEER from 12 SEER code
Commercial | Com ¦ High Efficiency Small Instantaneous Water Heater | 2025 | SC C | GWh | Before Competition Groups | 0.002456 | 0 | 0 | 4503.4759 | 5.4537e-07 | 74 | Commercial_2025_SC C_GWh_Before Competition Groups_74 | High Efficiency Small Instantaneous Water Heater | 5.454e-05% | 0 | 0.002456 | Commercial_2025_SC C_GWh_Before Competition Groups_High Efficiency Small Instantaneous Water Heater
Commercial | Com ¦ Networked/Connected - High Impact Application | 2025 | SC C | GWh | Before Competition Groups | 0.0021899 | 0 | 0 | 4503.4759 | 4.8626e-07 | 75 | Commercial_2025_SC C_GWh_Before Competition Groups_75 | Networked/Connected - High Impact Application | 4.863e-05% | 0 | 0.0021899 | Commercial_2025_SC C_GWh_Before Competition Groups_Networked/Connected - High Impact Application
Commercial | Com ¦ Electric Convection Combination Ovens | 2025 | SC C | GWh | Before Competition Groups | 0.0015032 | 0 | 0 | 4503.4759 | 3.338e-07 | 76 | Commercial_2025_SC C_GWh_Before Competition Groups_76 | Electric Convection Combination Ovens | 3.338e-05% | 0 | 0.0015032 | Commercial_2025_SC C_GWh_Before Competition Groups_Electric Convection Combination Ovens
Commercial | Com ¦ Networked/Connected - Low Impact Application | 2025 | SC C | GWh | Before Competition Groups | 0.00010638 | 0 | 0 | 4503.4759 | 2.3622e-08 | 77 | Commercial_2025_SC C_GWh_Before Competition Groups_77 | Networked/Connected - Low Impact Application | 2.362e-06% | 0 | 0.00010638 | Commercial_2025_SC C_GWh_Before Competition Groups_Networked/Connected - Low Impact Application
Commercial | Com ¦ Efficient compressor motor | 2025 | SC C | GWh | Before Competition Groups | 0 | 0 | 0 | 4503.4759 | 0 | 78 | Commercial_2025_SC C_GWh_Before Competition Groups_78 | Efficient compressor motor | 0% | 0 | 0 | Commercial_2025_SC C_GWh_Before Competition Groups_Efficient compressor motor
Commercial | Com ¦ Indoor Daylight Sensors/Photocell Dimming Control | 2025 | SC C | GWh | Before Competition Groups | 0 | 0 | 0 | 4503.4759 | 0 | 79 | Commercial_2025_SC C_GWh_Before Competition Groups_79 | Indoor Daylight Sensors/Photocell Dimming Control | 0% | 0 | 0 | Commercial_2025_SC C_GWh_Before Competition Groups_Indoor Daylight Sensors/Photocell Dimming Control
Commercial | Com ¦ Variable Refrigerant Flow Heat Pump | 2025 | SC C | GWh | Before Competition Groups | 0 | 0 | 0 | 4503.4759 | 0 | 80 | Commercial_2025_SC C_GWh_Before Competition Groups_80 | Variable Refrigerant Flow Heat Pump | 0% | 0 | 0 | Commercial_2025_SC C_GWh_Before Competition Groups_Variable Refrigerant Flow Heat Pump
Commercial | Com ¦ ENERGY STAR LED LAMPS (REFLECTOR LAMPs/MR16/PAR 16) | 2025 | SC D | GWh | Before Competition Groups | 646.9617 | 0 | 0 | 4162.9256 | 0.15541 | 1 | Commercial_2025_SC D_GWh_Before Competition Groups_1 | ENERGY STAR LED LAMPS (REFLECTOR LAMPs/MR16/PAR 16) | 15.54% | 0 | 646.9617 | Commercial_2025_SC D_GWh_Before Competition Groups_ENERGY STAR LED LAMPS (REFLECTOR LAMPs/MR16/PAR 16)
Commercial | Com ¦ LED parking lot fixture | 2025 | SC D | GWh | Before Competition Groups | 387.4949 | 0 | 0 | 4162.9256 | 0.093082 | 2 | Commercial_2025_SC D_GWh_Before Competition Groups_2 | LED parking lot fixture | 9.308% | 0 | 387.4949 | Commercial_2025_SC D_GWh_Before Competition Groups_LED parking lot fixture
Commercial | Com ¦ LED EXTERIOR AREA LIGHTS - LED fixture (200W) | 2025 | SC D | GWh | Before Competition Groups | 382.1834 | 0 | 0 | 4162.9256 | 0.091806 | 3 | Commercial_2025_SC D_GWh_Before Competition Groups_3 | LED EXTERIOR AREA LIGHTS - LED fixture (200W) | 9.181% | 0 | 382.1834 | Commercial_2025_SC D_GWh_Before Competition Groups_LED EXTERIOR AREA LIGHTS - LED fixture (200W)
Commercial | Com ¦ LED Low/High Bay | 2025 | SC D | GWh | Before Competition Groups | 374.9875 | 0 | 0 | 4162.9256 | 0.090078 | 4 | Commercial_2025_SC D_GWh_Before Competition Groups_4 | LED Low/High Bay | 9.008% | 0 | 374.9875 | Commercial_2025_SC D_GWh_Before Competition Groups_LED Low/High Bay
Commercial | Com ¦ LED Troffer/Surface/Suspended | 2025 | SC D | GWh | Before Competition Groups | 360.1194 | 0 | 0 | 4162.9256 | 0.086506 | 5 | Commercial_2025_SC D_GWh_Before Competition Groups_5 | LED Troffer/Surface/Suspended | 8.651% | 0 | 360.1194 | Commercial_2025_SC D_GWh_Before Competition Groups_LED Troffer/Surface/Suspended
Commercial | Com ¦ LED Replacement Lamp (Tube) | 2025 | SC D | GWh | Before Competition Groups | 305.5033 | 0 | 0 | 4162.9256 | 0.073387 | 6 | Commercial_2025_SC D_GWh_Before Competition Groups_6 | LED Replacement Lamp (Tube) | 7.339% | 0 | 305.5033 | Commercial_2025_SC D_GWh_Before Competition Groups_LED Replacement Lamp (Tube)
Commercial | Com ¦ Building Recommissioning, Operations and Maintenance (O&M) Improvements | 2025 | SC D | GWh | Before Competition Groups | 200.0408 | 0 | 0 | 4162.9256 | 0.048053 | 7 | Commercial_2025_SC D_GWh_Before Competition Groups_7 | Building Recommissioning, Operations and Maintenance (O&M) Improvements | 4.805% | 0 | 200.0408 | Commercial_2025_SC D_GWh_Before Competition Groups_Building Recommissioning, Operations and Maintenance (O&M) Improvements
Commercial | Com ¦ LED street light fixture | 2025 | SC D | GWh | Before Competition Groups | 170.6339 | 0 | 0 | 4162.9256 | 0.040989 | 8 | Commercial_2025_SC D_GWh_Before Competition Groups_8 | LED street light fixture | 4.099% | 0 | 170.6339 | Commercial_2025_SC D_GWh_Before Competition Groups_LED street light fixture
Commercial | Com ¦ Data Center Storage/Server Virtualization | 2025 | SC D | GWh | Before Competition Groups | 141.9755 | 0 | 0 | 4162.9256 | 0.034105 | 9 | Commercial_2025_SC D_GWh_Before Competition Groups_9 | Data Center Storage/Server Virtualization | 3.41% | 0 | 141.9755 | Commercial_2025_SC D_GWh_Before Competition Groups_Data Center Storage/Server Virtualization
Commercial | Com ¦ Furnace Tune-Up | 2025 | SC D | GWh | Before Competition Groups | 130.5614 | 0 | 0 | 4162.9256 | 0.031363 | 10 | Commercial_2025_SC D_GWh_Before Competition Groups_10 | Furnace Tune-Up | 3.136% | 0 | 130.5614 | Commercial_2025_SC D_GWh_Before Competition Groups_Furnace Tune-Up
Commercial | Com ¦ Reach-in Shaded Pole to ECM/PSC Evaporator Fan Motor | 2025 | SC D | GWh | Before Competition Groups | 108.7624 | 0 | 0 | 4162.9256 | 0.026126 | 11 | Commercial_2025_SC D_GWh_Before Competition Groups_11 | Reach-in Shaded Pole to ECM/PSC Evaporator Fan Motor | 2.613% | 0 | 108.7624 | Commercial_2025_SC D_GWh_Before Competition Groups_Reach-in Shaded Pole to ECM/PSC Evaporator Fan Motor
Commercial | Com ¦ High Efficiency Air Source Heat Pump | 2025 | SC D | GWh | Before Competition Groups | 106.364 | 0 | 0 | 4162.9256 | 0.02555 | 12 | Commercial_2025_SC D_GWh_Before Competition Groups_12 | High Efficiency Air Source Heat Pump | 2.555% | 0 | 106.364 | Commercial_2025_SC D_GWh_Before Competition Groups_High Efficiency Air Source Heat Pump
Commercial | Com ¦ ENERGY STAR LED LAMPS (General Service Lamps) | 2025 | SC D | GWh | Before Competition Groups | 85.6793 | 0 | 0 | 4162.9256 | 0.020582 | 13 | Commercial_2025_SC D_GWh_Before Competition Groups_13 | ENERGY STAR LED LAMPS (General Service Lamps) | 2.058% | 0 | 85.6793 | Commercial_2025_SC D_GWh_Before Competition Groups_ENERGY STAR LED LAMPS (General Service Lamps)
Commercial | Com ¦ Education and Capacity Building/Energy Behavior | 2025 | SC D | GWh | Before Competition Groups | 70.4519 | 0 | 0 | 4162.9256 | 0.016924 | 14 | Commercial_2025_SC D_GWh_Before Competition Groups_14 | Education and Capacity Building/Energy Behavior | 1.692% | 0 | 70.4519 | Commercial_2025_SC D_GWh_Before Competition Groups_Education and Capacity Building/Energy Behavior
Commercial | Com ¦ LED or Equivalent Sign Lighting | 2025 | SC D | GWh | Before Competition Groups | 69.2374 | 0 | 0 | 4162.9256 | 0.016632 | 15 | Commercial_2025_SC D_GWh_Before Competition Groups_15 | LED or Equivalent Sign Lighting | 1.663% | 0 | 69.2374 | Commercial_2025_SC D_GWh_Before Competition Groups_LED or Equivalent Sign Lighting
Commercial | Com ¦ Strip Curtains | 2025 | SC D | GWh | Before Competition Groups | 66.9234 | 0 | 0 | 4162.9256 | 0.016076 | 16 | Commercial_2025_SC D_GWh_Before Competition Groups_16 | Strip Curtains | 1.608% | 0 | 66.9234 | Commercial_2025_SC D_GWh_Before Competition Groups_Strip Curtains
Commercial | Com ¦ Advanced BAS/Controllers | 2025 | SC D | GWh | Before Competition Groups | 53.1098 | 0 | 0 | 4162.9256 | 0.012758 | 17 | Commercial_2025_SC D_GWh_Before Competition Groups_17 | Advanced BAS/Controllers | 1.276% | 0 | 53.1098 | Commercial_2025_SC D_GWh_Before Competition Groups_Advanced BAS/Controllers
Commercial | Com ¦ Refrigerated Display Case Doors | 2025 | SC D | GWh | Before Competition Groups | 49.0646 | 0 | 0 | 4162.9256 | 0.011786 | 18 | Commercial_2025_SC D_GWh_Before Competition Groups_18 | Refrigerated Display Case Doors | 1.179% | 0 | 49.0646 | Commercial_2025_SC D_GWh_Before Competition Groups_Refrigerated Display Case Doors
Commercial | Com ¦ Centrally controlled desktop PC/NETWORK PC POWER MANAGEMENT SOFTWARE | 2025 | SC D | GWh | Before Competition Groups | 46.112 | 0 | 0 | 4162.9256 | 0.011077 | 19 | Commercial_2025_SC D_GWh_Before Competition Groups_19 | Centrally controlled desktop PC/NETWORK PC POWER MANAGEMENT SOFTWARE | 1.108% | 0 | 46.112 | Commercial_2025_SC D_GWh_Before Competition Groups_Centrally controlled desktop PC/NETWORK PC POWER MANAGEMENT SOFTWARE
Commercial | Com ¦ Variable Frequency Drive (VFD) | 2025 | SC D | GWh | Before Competition Groups | 42.2309 | 0 | 0 | 4162.9256 | 0.010145 | 20 | Commercial_2025_SC D_GWh_Before Competition Groups_20 | Variable Frequency Drive (VFD) | 1.014% | 0 | 42.2309 | Commercial_2025_SC D_GWh_Before Competition Groups_Variable Frequency Drive (VFD)
Commercial | Com ¦ VFD on Pumps | 2025 | SC D | GWh | Before Competition Groups | 39.1908 | 0 | 0 | 4162.9256 | 0.0094142 | 21 | Commercial_2025_SC D_GWh_Before Competition Groups_21 | VFD on Pumps | 0.9414% | 0 | 39.1908 | Commercial_2025_SC D_GWh_Before Competition Groups_VFD on Pumps
Commercial | Com ¦ Demand Control Ventilation | 2025 | SC D | GWh | Before Competition Groups | 37.88 | 0 | 0 | 4162.9256 | 0.0090994 | 22 | Commercial_2025_SC D_GWh_Before Competition Groups_22 | Demand Control Ventilation | 0.9099% | 0 | 37.88 | Commercial_2025_SC D_GWh_Before Competition Groups_Demand Control Ventilation
Commercial | Com ¦ Adaptive Thermostats | 2025 | SC D | GWh | Before Competition Groups | 33.4149 | 0 | 0 | 4162.9256 | 0.0080268 | 23 | Commercial_2025_SC D_GWh_Before Competition Groups_23 | Adaptive Thermostats | 0.8027% | 0 | 33.4149 | Commercial_2025_SC D_GWh_Before Competition Groups_Adaptive Thermostats
Commercial | Com ¦ ECM MOTORS FOR EVAPORATOR FANS for refrigeration (WALK-IN) | 2025 | SC D | GWh | Before Competition Groups | 20.0492 | 0 | 0 | 4162.9256 | 0.0048161 | 24 | Commercial_2025_SC D_GWh_Before Competition Groups_24 | ECM MOTORS FOR EVAPORATOR FANS for refrigeration (WALK-IN) | 0.4816% | 0 | 20.0492 | Commercial_2025_SC D_GWh_Before Competition Groups_ECM MOTORS FOR EVAPORATOR FANS for refrigeration (WALK-IN)
Commercial | Com ¦ Unitary Air-Conditioning Unit | 2025 | SC D | GWh | Before Competition Groups | 19.6895 | 0 | 0 | 4162.9256 | 0.0047297 | 25 | Commercial_2025_SC D_GWh_Before Competition Groups_25 | Unitary Air-Conditioning Unit | 0.473% | 0 | 19.6895 | Commercial_2025_SC D_GWh_Before Competition Groups_Unitary Air-Conditioning Unit
Commercial | Com ¦ Condensing Unit Heaters or other Efficient Unit Heating System | 2025 | SC D | GWh | Before Competition Groups | 19.5529 | 0 | 0 | 4162.9256 | 0.0046969 | 26 | Commercial_2025_SC D_GWh_Before Competition Groups_26 | Condensing Unit Heaters or other Efficient Unit Heating System | 0.4697% | 0 | 19.5529 | Commercial_2025_SC D_GWh_Before Competition Groups_Condensing Unit Heaters or other Efficient Unit Heating System
Commercial | Com ¦ Refrigerated Display Case LED | 2025 | SC D | GWh | Before Competition Groups | 18.4538 | 0 | 0 | 4162.9256 | 0.0044329 | 27 | Commercial_2025_SC D_GWh_Before Competition Groups_27 | Refrigerated Display Case LED | 0.4433% | 0 | 18.4538 | Commercial_2025_SC D_GWh_Before Competition Groups_Refrigerated Display Case LED
Commercial | Com ¦ Air Handler with Dedicated Outdoor Air Systems | 2025 | SC D | GWh | Before Competition Groups | 18.3151 | 0 | 0 | 4162.9256 | 0.0043996 | 28 | Commercial_2025_SC D_GWh_Before Competition Groups_28 | Air Handler with Dedicated Outdoor Air Systems | 0.44% | 0 | 18.3151 | Commercial_2025_SC D_GWh_Before Competition Groups_Air Handler with Dedicated Outdoor Air Systems
Commercial | Com ¦ Evaporator Fan Controls | 2025 | SC D | GWh | Before Competition Groups | 16.2419 | 0 | 0 | 4162.9256 | 0.0039016 | 29 | Commercial_2025_SC D_GWh_Before Competition Groups_29 | Evaporator Fan Controls | 0.3902% | 0 | 16.2419 | Commercial_2025_SC D_GWh_Before Competition Groups_Evaporator Fan Controls
Commercial | Com ¦ Demand Control Kitchen Ventilation | 2025 | SC D | GWh | Before Competition Groups | 15.9868 | 0 | 0 | 4162.9256 | 0.0038403 | 30 | Commercial_2025_SC D_GWh_Before Competition Groups_30 | Demand Control Kitchen Ventilation | 0.384% | 0 | 15.9868 | Commercial_2025_SC D_GWh_Before Competition Groups_Demand Control Kitchen Ventilation
Commercial | Com ¦ ENERGY STAR Griddle (74% eff) | 2025 | SC D | GWh | Before Competition Groups | 14.1246 | 0 | 0 | 4162.9256 | 0.0033929 | 31 | Commercial_2025_SC D_GWh_Before Competition Groups_31 | ENERGY STAR Griddle (74% eff) | 0.3393% | 0 | 14.1246 | Commercial_2025_SC D_GWh_Before Competition Groups_ENERGY STAR Griddle (74% eff)
Commercial | Com ¦ Chilled Water Optimization | 2025 | SC D | GWh | Before Competition Groups | 12.0079 | 0 | 0 | 4162.9256 | 0.0028845 | 32 | Commercial_2025_SC D_GWh_Before Competition Groups_32 | Chilled Water Optimization | 0.2884% | 0 | 12.0079 | Commercial_2025_SC D_GWh_Before Competition Groups_Chilled Water Optimization
Commercial | Com ¦ Occupancy Sensors | 2025 | SC D | GWh | Before Competition Groups | 11.5809 | 0 | 0 | 4162.9256 | 0.0027819 | 33 | Commercial_2025_SC D_GWh_Before Competition Groups_33 | Occupancy Sensors | 0.2782% | 0 | 11.5809 | Commercial_2025_SC D_GWh_Before Competition Groups_Occupancy Sensors
Commercial | Com ¦ Freezer Case Light Sensor | 2025 | SC D | GWh | Before Competition Groups | 11.5143 | 0 | 0 | 4162.9256 | 0.0027659 | 34 | Commercial_2025_SC D_GWh_Before Competition Groups_34 | Freezer Case Light Sensor | 0.2766% | 0 | 11.5143 | Commercial_2025_SC D_GWh_Before Competition Groups_Freezer Case Light Sensor
Commercial | Com ¦ Door Gasket Freezer/Refrigerator | 2025 | SC D | GWh | Before Competition Groups | 10.3931 | 0 | 0 | 4162.9256 | 0.0024966 | 35 | Commercial_2025_SC D_GWh_Before Competition Groups_35 | Door Gasket Freezer/Refrigerator | 0.2497% | 0 | 10.3931 | Commercial_2025_SC D_GWh_Before Competition Groups_Door Gasket Freezer/Refrigerator
Commercial | Com ¦ Temperature Adjustment in Commercial Freezers | 2025 | SC D | GWh | Before Competition Groups | 6.2176 | 0 | 0 | 4162.9256 | 0.0014936 | 36 | Commercial_2025_SC D_GWh_Before Competition Groups_36 | Temperature Adjustment in Commercial Freezers | 0.1494% | 0 | 6.2176 | Commercial_2025_SC D_GWh_Before Competition Groups_Temperature Adjustment in Commercial Freezers
Commercial | Com ¦ Elec Storage WH 2.30 Et | 2025 | SC D | GWh | Before Competition Groups | 5.771 | 0 | 0 | 4162.9256 | 0.0013863 | 37 | Commercial_2025_SC D_GWh_Before Competition Groups_37 | Elec Storage WH 2.30 Et | 0.1386% | 0 | 5.771 | Commercial_2025_SC D_GWh_Before Competition Groups_Elec Storage WH 2.30 Et
Commercial | Com ¦ BEVERAGE VENDING MACHINE CONTROLS | 2025 | SC D | GWh | Before Competition Groups | 5.6199 | 0 | 0 | 4162.9256 | 0.00135 | 38 | Commercial_2025_SC D_GWh_Before Competition Groups_38 | BEVERAGE VENDING MACHINE CONTROLS | 0.135% | 0 | 5.6199 | Commercial_2025_SC D_GWh_Before Competition Groups_BEVERAGE VENDING MACHINE CONTROLS
Commercial | Com ¦ ENERGY STAR Fryer (84% eff) | 2025 | SC D | GWh | Before Competition Groups | 5.0465 | 0 | 0 | 4162.9256 | 0.0012122 | 39 | Commercial_2025_SC D_GWh_Before Competition Groups_39 | ENERGY STAR Fryer (84% eff) | 0.1212% | 0 | 5.0465 | Commercial_2025_SC D_GWh_Before Competition Groups_ENERGY STAR Fryer (84% eff)
Commercial | Com ¦ Outside Air Economizer | 2025 | SC D | GWh | Before Competition Groups | 4.853 | 0 | 0 | 4162.9256 | 0.0011658 | 40 | Commercial_2025_SC D_GWh_Before Competition Groups_40 | Outside Air Economizer | 0.1166% | 0 | 4.853 | Commercial_2025_SC D_GWh_Before Competition Groups_Outside Air Economizer
Commercial | Com ¦ Vertical Night Covers | 2025 | SC D | GWh | Before Competition Groups | 4.5835 | 0 | 0 | 4162.9256 | 0.001101 | 41 | Commercial_2025_SC D_GWh_Before Competition Groups_41 | Vertical Night Covers | 0.1101% | 0 | 4.5835 | Commercial_2025_SC D_GWh_Before Competition Groups_Vertical Night Covers
Commercial | Com ¦ CO Sensors for parking garage exhaust fans | 2025 | SC D | GWh | Before Competition Groups | 4.5472 | 0 | 0 | 4162.9256 | 0.0010923 | 42 | Commercial_2025_SC D_GWh_Before Competition Groups_42 | CO Sensors for parking garage exhaust fans | 0.1092% | 0 | 4.5472 | Commercial_2025_SC D_GWh_Before Competition Groups_CO Sensors for parking garage exhaust fans
Commercial | Com ¦ Energy Efficient Laboratory Fume Hood | 2025 | SC D | GWh | Before Competition Groups | 4.3694 | 0 | 0 | 4162.9256 | 0.0010496 | 43 | Commercial_2025_SC D_GWh_Before Competition Groups_43 | Energy Efficient Laboratory Fume Hood | 0.105% | 0 | 4.3694 | Commercial_2025_SC D_GWh_Before Competition Groups_Energy Efficient Laboratory Fume Hood
Commercial | Com ¦ Duct Insulation, R8 | 2025 | SC D | GWh | Before Competition Groups | 4.3444 | 0 | 0 | 4162.9256 | 0.0010436 | 44 | Commercial_2025_SC D_GWh_Before Competition Groups_44 | Duct Insulation, R8 | 0.1044% | 0 | 4.3444 | Commercial_2025_SC D_GWh_Before Competition Groups_Duct Insulation, R8
Commercial | Com ¦ Water Heating (DHW) Pipe Insulation (Add 3/4\ Foam)" | 2025 | SC D | GWh | Before Competition Groups | 3.946 | 0 | 0 | 4162.9256 | 0.0009479 | 45 | Commercial_2025_SC D_GWh_Before Competition Groups_45 | Water Heating (DHW) Pipe Insulation (Add 3/4\ Foam)" | 0.09479% | 0 | 3.946 | Commercial_2025_SC D_GWh_Before Competition Groups_Water Heating (DHW) Pipe Insulation (Add 3/4\ Foam)"
Commercial | Com ¦ Water Source Heat Pump (4 ton) | 2025 | SC D | GWh | Before Competition Groups | 3.4767 | 0 | 0 | 4162.9256 | 0.00083516 | 46 | Commercial_2025_SC D_GWh_Before Competition Groups_46 | Water Source Heat Pump (4 ton) | 0.08352% | 0 | 3.4767 | Commercial_2025_SC D_GWh_Before Competition Groups_Water Source Heat Pump (4 ton)
Commercial | Com ¦ Suction Pipe Insulation Freezer/Refrigerator | 2025 | SC D | GWh | Before Competition Groups | 2.4229 | 0 | 0 | 4162.9256 | 0.00058203 | 47 | Commercial_2025_SC D_GWh_Before Competition Groups_47 | Suction Pipe Insulation Freezer/Refrigerator | 0.0582% | 0 | 2.4229 | Commercial_2025_SC D_GWh_Before Competition Groups_Suction Pipe Insulation Freezer/Refrigerator
Commercial | Com ¦ ENERGY STAR Steam Cookers | 2025 | SC D | GWh | Before Competition Groups | 2.4131 | 0 | 0 | 4162.9256 | 0.00057967 | 48 | Commercial_2025_SC D_GWh_Before Competition Groups_48 | ENERGY STAR Steam Cookers | 0.05797% | 0 | 2.4131 | Commercial_2025_SC D_GWh_Before Competition Groups_ENERGY STAR Steam Cookers
Commercial | Com ¦ ENERGY STAR Dishwasher | 2025 | SC D | GWh | Before Competition Groups | 2.2725 | 0 | 0 | 4162.9256 | 0.00054589 | 49 | Commercial_2025_SC D_GWh_Before Competition Groups_49 | ENERGY STAR Dishwasher | 0.05459% | 0 | 2.2725 | Commercial_2025_SC D_GWh_Before Competition Groups_ENERGY STAR Dishwasher
Commercial | Com ¦ Thermostat Setback | 2025 | SC D | GWh | Before Competition Groups | 1.7401 | 0 | 0 | 4162.9256 | 0.00041801 | 50 | Commercial_2025_SC D_GWh_Before Competition Groups_50 | Thermostat Setback | 0.0418% | 0 | 1.7401 | Commercial_2025_SC D_GWh_Before Competition Groups_Thermostat Setback
Commercial | Com ¦ Ozone Laundry Treatment | 2025 | SC D | GWh | Before Competition Groups | 0.90162 | 0 | 0 | 4162.9256 | 0.00021658 | 51 | Commercial_2025_SC D_GWh_Before Competition Groups_51 | Ozone Laundry Treatment | 0.02166% | 0 | 0.90162 | Commercial_2025_SC D_GWh_Before Competition Groups_Ozone Laundry Treatment
Commercial | Com ¦ ECM MOTORS FOR HVAC APPLICATION (FAN-POWERED VAV BOX) | 2025 | SC D | GWh | Before Competition Groups | 0.60487 | 0 | 0 | 4162.9256 | 0.0001453 | 52 | Commercial_2025_SC D_GWh_Before Competition Groups_52 | ECM MOTORS FOR HVAC APPLICATION (FAN-POWERED VAV BOX) | 0.01453% | 0 | 0.60487 | Commercial_2025_SC D_GWh_Before Competition Groups_ECM MOTORS FOR HVAC APPLICATION (FAN-POWERED VAV BOX)
Commercial | Com ¦ Condensing Make Up Air Unit | 2025 | SC D | GWh | Before Competition Groups | 0.55749 | 0 | 0 | 4162.9256 | 0.00013392 | 53 | Commercial_2025_SC D_GWh_Before Competition Groups_53 | Condensing Make Up Air Unit | 0.01339% | 0 | 0.55749 | Commercial_2025_SC D_GWh_Before Competition Groups_Condensing Make Up Air Unit
Commercial | Com ¦ CEE Tier 2/Energy Star Clothes Washers | 2025 | SC D | GWh | Before Competition Groups | 0.48341 | 0 | 0 | 4162.9256 | 0.00011612 | 54 | Commercial_2025_SC D_GWh_Before Competition Groups_54 | CEE Tier 2/Energy Star Clothes Washers | 0.01161% | 0 | 0.48341 | Commercial_2025_SC D_GWh_Before Competition Groups_CEE Tier 2/Energy Star Clothes Washers
Commercial | Com ¦ Low Flow Pre-Rinse Spray Nozzle | 2025 | SC D | GWh | Before Competition Groups | 0.27301 | 0 | 0 | 4162.9256 | 6.5582e-05 | 55 | Commercial_2025_SC D_GWh_Before Competition Groups_55 | Low Flow Pre-Rinse Spray Nozzle | 0.006558% | 0 | 0.27301 | Commercial_2025_SC D_GWh_Before Competition Groups_Low Flow Pre-Rinse Spray Nozzle
Commercial | Com ¦ Demand controlled Circulating Systems | 2025 | SC D | GWh | Before Competition Groups | 0.26931 | 0 | 0 | 4162.9256 | 6.4693e-05 | 56 | Commercial_2025_SC D_GWh_Before Competition Groups_56 | Demand controlled Circulating Systems | 0.006469% | 0 | 0.26931 | Commercial_2025_SC D_GWh_Before Competition Groups_Demand controlled Circulating Systems
Commercial | Com ¦ Auto Off Time Switch or Time Clock control | 2025 | SC D | GWh | Before Competition Groups | 0.24731 | 0 | 0 | 4162.9256 | 5.9409e-05 | 57 | Commercial_2025_SC D_GWh_Before Competition Groups_57 | Auto Off Time Switch or Time Clock control | 0.005941% | 0 | 0.24731 | Commercial_2025_SC D_GWh_Before Competition Groups_Auto Off Time Switch or Time Clock control
Commercial | COM ¦ Ductless Mini-Split Heat Pumps | 2025 | SC D | GWh | Before Competition Groups | 0.21927 | 0 | 0 | 4162.9256 | 5.2672e-05 | 58 | Commercial_2025_SC D_GWh_Before Competition Groups_58 | Ductless Mini-Split Heat Pumps | 0.005267% | 0 | 0.21927 | Commercial_2025_SC D_GWh_Before Competition Groups_Ductless Mini-Split Heat Pumps
Commercial | Com ¦ Notched V belts for HVAC Systems | 2025 | SC D | GWh | Before Competition Groups | 0.20905 | 0 | 0 | 4162.9256 | 5.0217e-05 | 59 | Commercial_2025_SC D_GWh_Before Competition Groups_59 | Notched V belts for HVAC Systems | 0.005022% | 0 | 0.20905 | Commercial_2025_SC D_GWh_Before Competition Groups_Notched V belts for HVAC Systems
Commercial | Com ¦ HVAC Optimization | 2025 | SC D | GWh | Before Competition Groups | 0.1942 | 0 | 0 | 4162.9256 | 4.6651e-05 | 60 | Commercial_2025_SC D_GWh_Before Competition Groups_60 | HVAC Optimization | 0.004665% | 0 | 0.1942 | Commercial_2025_SC D_GWh_Before Competition Groups_HVAC Optimization
Commercial | Com ¦ Solar Water Preheat (Pools/DHW) | 2025 | SC D | GWh | Before Competition Groups | 0.15559 | 0 | 0 | 4162.9256 | 3.7375e-05 | 61 | Commercial_2025_SC D_GWh_Before Competition Groups_61 | Solar Water Preheat (Pools/DHW) | 0.003738% | 0 | 0.15559 | Commercial_2025_SC D_GWh_Before Competition Groups_Solar Water Preheat (Pools/DHW)
Commercial | Com ¦ PTAC (12 EER/10,000 BTU) | 2025 | SC D | GWh | Before Competition Groups | 0.1245 | 0 | 0 | 4162.9256 | 2.9907e-05 | 62 | Commercial_2025_SC D_GWh_Before Competition Groups_62 | PTAC (12 EER/10,000 BTU) | 0.002991% | 0 | 0.1245 | Commercial_2025_SC D_GWh_Before Competition Groups_PTAC (12 EER/10,000 BTU)
Commercial | Com ¦ Commercial Hot Food Holding Cabinets | 2025 | SC D | GWh | Before Competition Groups | 0.09738 | 0 | 0 | 4162.9256 | 2.3392e-05 | 63 | Commercial_2025_SC D_GWh_Before Competition Groups_63 | Commercial Hot Food Holding Cabinets | 0.002339% | 0 | 0.09738 | Commercial_2025_SC D_GWh_Before Competition Groups_Commercial Hot Food Holding Cabinets
Commercial | Com ¦ Air Curtains | 2025 | SC D | GWh | Before Competition Groups | 0.060316 | 0 | 0 | 4162.9256 | 1.4489e-05 | 64 | Commercial_2025_SC D_GWh_Before Competition Groups_64 | Air Curtains | 0.001449% | 0 | 0.060316 | Commercial_2025_SC D_GWh_Before Competition Groups_Air Curtains
Commercial | Com ¦ Wall Insulation | 2025 | SC D | GWh | Before Competition Groups | 0.035584 | 0 | 0 | 4162.9256 | 8.5478e-06 | 65 | Commercial_2025_SC D_GWh_Before Competition Groups_65 | Wall Insulation | 0.0008548% | 0 | 0.035584 | Commercial_2025_SC D_GWh_Before Competition Groups_Wall Insulation
Commercial | Com ¦ Energy Recovery Ventilation and Ventilation (Enhanced) | 2025 | SC D | GWh | Before Competition Groups | 0.013694 | 0 | 0 | 4162.9256 | 3.2896e-06 | 66 | Commercial_2025_SC D_GWh_Before Competition Groups_66 | Energy Recovery Ventilation and Ventilation (Enhanced) | 0.000329% | 0 | 0.013694 | Commercial_2025_SC D_GWh_Before Competition Groups_Energy Recovery Ventilation and Ventilation (Enhanced)
Commercial | Com ¦ LED RECESSED DOWNLIGHTS | 2025 | SC D | GWh | Before Competition Groups | 0.013637 | 0 | 0 | 4162.9256 | 3.2758e-06 | 67 | Commercial_2025_SC D_GWh_Before Competition Groups_67 | LED RECESSED DOWNLIGHTS | 0.0003276% | 0 | 0.013637 | Commercial_2025_SC D_GWh_Before Competition Groups_LED RECESSED DOWNLIGHTS
Commercial | Com ¦ VSD Air Compressor | 2025 | SC D | GWh | Before Competition Groups | 0.01338 | 0 | 0 | 4162.9256 | 3.2141e-06 | 68 | Commercial_2025_SC D_GWh_Before Competition Groups_68 | VSD Air Compressor | 0.0003214% | 0 | 0.01338 | Commercial_2025_SC D_GWh_Before Competition Groups_VSD Air Compressor
Commercial | Com ¦ High Efficiency Chiller (avg of water and air cooled) | 2025 | SC D | GWh | Before Competition Groups | 0.010931 | 0 | 0 | 4162.9256 | 2.6257e-06 | 69 | Commercial_2025_SC D_GWh_Before Competition Groups_69 | High Efficiency Chiller (avg of water and air cooled) | 0.0002626% | 0 | 0.010931 | Commercial_2025_SC D_GWh_Before Competition Groups_High Efficiency Chiller (avg of water and air cooled)
Commercial | Com ¦ Room AC (w/ louvered sides) 14 SEER from 12 SEER code | 2025 | SC D | GWh | Before Competition Groups | 0.0072713 | 0 | 0 | 4162.9256 | 1.7467e-06 | 70 | Commercial_2025_SC D_GWh_Before Competition Groups_70 | Room AC (w/ louvered sides) 14 SEER from 12 SEER code | 0.0001747% | 0 | 0.0072713 | Commercial_2025_SC D_GWh_Before Competition Groups_Room AC (w/ louvered sides) 14 SEER from 12 SEER code
Commercial | Com ¦ EC Plug Fan for Data Center (under cabinet) | 2025 | SC D | GWh | Before Competition Groups | 0.006604 | 0 | 0 | 4162.9256 | 1.5864e-06 | 71 | Commercial_2025_SC D_GWh_Before Competition Groups_71 | EC Plug Fan for Data Center (under cabinet) | 0.0001586% | 0 | 0.006604 | Commercial_2025_SC D_GWh_Before Competition Groups_EC Plug Fan for Data Center (under cabinet)
Commercial | Com ¦ LLLC - High Impact Application | 2025 | SC D | GWh | Before Competition Groups | 0.0059542 | 0 | 0 | 4162.9256 | 1.4303e-06 | 72 | Commercial_2025_SC D_GWh_Before Competition Groups_72 | LLLC - High Impact Application | 0.000143% | 0 | 0.0059542 | Commercial_2025_SC D_GWh_Before Competition Groups_LLLC - High Impact Application
Commercial | Com ¦ High Efficiency Small Instantaneous Water Heater | 2025 | SC D | GWh | Before Competition Groups | 0.0020937 | 0 | 0 | 4162.9256 | 5.0293e-07 | 73 | Commercial_2025_SC D_GWh_Before Competition Groups_73 | High Efficiency Small Instantaneous Water Heater | 5.029e-05% | 0 | 0.0020937 | Commercial_2025_SC D_GWh_Before Competition Groups_High Efficiency Small Instantaneous Water Heater
Commercial | Com ¦ Electric Convection Combination Ovens | 2025 | SC D | GWh | Before Competition Groups | 0.0015032 | 0 | 0 | 4162.9256 | 3.611e-07 | 74 | Commercial_2025_SC D_GWh_Before Competition Groups_74 | Electric Convection Combination Ovens | 3.611e-05% | 0 | 0.0015032 | Commercial_2025_SC D_GWh_Before Competition Groups_Electric Convection Combination Ovens
Commercial | Com ¦ LLLC - Low Impact Application | 2025 | SC D | GWh | Before Competition Groups | 0.00030614 | 0 | 0 | 4162.9256 | 7.354e-08 | 75 | Commercial_2025_SC D_GWh_Before Competition Groups_75 | LLLC - Low Impact Application | 7.354e-06% | 0 | 0.00030614 | Commercial_2025_SC D_GWh_Before Competition Groups_LLLC - Low Impact Application
Commercial | Com ¦ Networked/Connected - Low Impact Application | 2025 | SC D | GWh | Before Competition Groups | 7.0328e-08 | 0 | 0 | 4162.9256 | 1.6894e-11 | 76 | Commercial_2025_SC D_GWh_Before Competition Groups_76 | Networked/Connected - Low Impact Application | 1.689e-09% | 0 | 7.0328e-08 | Commercial_2025_SC D_GWh_Before Competition Groups_Networked/Connected - Low Impact Application
Commercial | Com ¦ Networked/Connected - High Impact Application | 2025 | SC D | GWh | Before Competition Groups | 5.4418e-09 | 0 | 0 | 4162.9256 | 1.3072e-12 | 77 | Commercial_2025_SC D_GWh_Before Competition Groups_77 | Networked/Connected - High Impact Application | 1.307e-10% | 0 | 5.4418e-09 | Commercial_2025_SC D_GWh_Before Competition Groups_Networked/Connected - High Impact Application
Commercial | Com ¦ Efficient compressor motor | 2025 | SC D | GWh | Before Competition Groups | 0 | 0 | 0 | 4162.9256 | 0 | 78 | Commercial_2025_SC D_GWh_Before Competition Groups_78 | Efficient compressor motor | 0% | 0 | 0 | Commercial_2025_SC D_GWh_Before Competition Groups_Efficient compressor motor
Commercial | Com ¦ Indoor Daylight Sensors/Photocell Dimming Control | 2025 | SC D | GWh | Before Competition Groups | 0 | 0 | 0 | 4162.9256 | 0 | 79 | Commercial_2025_SC D_GWh_Before Competition Groups_79 | Indoor Daylight Sensors/Photocell Dimming Control | 0% | 0 | 0 | Commercial_2025_SC D_GWh_Before Competition Groups_Indoor Daylight Sensors/Photocell Dimming Control
Commercial | Com ¦ Variable Refrigerant Flow Heat Pump | 2025 | SC D | GWh | Before Competition Groups | 0 | 0 | 0 | 4162.9256 | 0 | 80 | Commercial_2025_SC D_GWh_Before Competition Groups_80 | Variable Refrigerant Flow Heat Pump | 0% | 0 | 0 | Commercial_2025_SC D_GWh_Before Competition Groups_Variable Refrigerant Flow Heat Pump
Commercial | Com ¦ Building Recommissioning, Operations and Maintenance (O&M) Improvements | 2025 | Technical | GWh | Before Competition Groups | 2255.4248 | 0 | 0 | 19828.0939 | 0.11375 | 1 | Commercial_2025_Technical_GWh_Before Competition Groups_1 | Building Recommissioning, Operations and Maintenance (O&M) Improvements | 11.37% | 0 | 2255.4248 | Commercial_2025_Technical_GWh_Before Competition Groups_Building Recommissioning, Operations and Maintenance (O&M) Improvements
Commercial | Com ¦ LED Low/High Bay | 2025 | Technical | GWh | Before Competition Groups | 1382.7583 | 0 | 0 | 19828.0939 | 0.069737 | 2 | Commercial_2025_Technical_GWh_Before Competition Groups_2 | LED Low/High Bay | 6.974% | 0 | 1382.7583 | Commercial_2025_Technical_GWh_Before Competition Groups_LED Low/High Bay
Commercial | Com ¦ LED Troffer/Surface/Suspended | 2025 | Technical | GWh | Before Competition Groups | 1126.4206 | 0 | 0 | 19828.0939 | 0.056809 | 3 | Commercial_2025_Technical_GWh_Before Competition Groups_3 | LED Troffer/Surface/Suspended | 5.681% | 0 | 1126.4206 | Commercial_2025_Technical_GWh_Before Competition Groups_LED Troffer/Surface/Suspended
Commercial | Com ¦ ENERGY STAR LED LAMPS (REFLECTOR LAMPs/MR16/PAR 16) | 2025 | Technical | GWh | Before Competition Groups | 1010.7219 | 0 | 0 | 19828.0939 | 0.050974 | 4 | Commercial_2025_Technical_GWh_Before Competition Groups_4 | ENERGY STAR LED LAMPS (REFLECTOR LAMPs/MR16/PAR 16) | 5.097% | 0 | 1010.7219 | Commercial_2025_Technical_GWh_Before Competition Groups_ENERGY STAR LED LAMPS (REFLECTOR LAMPs/MR16/PAR 16)
Commercial | Com ¦ Central Lighting Control System | 2025 | Technical | GWh | Before Competition Groups | 1004.9665 | 0 | 0 | 19828.0939 | 0.050684 | 5 | Commercial_2025_Technical_GWh_Before Competition Groups_5 | Central Lighting Control System | 5.068% | 0 | 1004.9665 | Commercial_2025_Technical_GWh_Before Competition Groups_Central Lighting Control System
Commercial | Com ¦ LLLC - High Impact Application | 2025 | Technical | GWh | Before Competition Groups | 964.3871 | 0 | 0 | 19828.0939 | 0.048637 | 6 | Commercial_2025_Technical_GWh_Before Competition Groups_6 | LLLC - High Impact Application | 4.864% | 0 | 964.3871 | Commercial_2025_Technical_GWh_Before Competition Groups_LLLC - High Impact Application
Commercial | Com ¦ LLLC - Low Impact Application | 2025 | Technical | GWh | Before Competition Groups | 955.4678 | 0 | 0 | 19828.0939 | 0.048188 | 7 | Commercial_2025_Technical_GWh_Before Competition Groups_7 | LLLC - Low Impact Application | 4.819% | 0 | 955.4678 | Commercial_2025_Technical_GWh_Before Competition Groups_LLLC - Low Impact Application
Commercial | Com ¦ Networked/Connected - High Impact Application | 2025 | Technical | GWh | Before Competition Groups | 872.0157 | 0 | 0 | 19828.0939 | 0.043979 | 8 | Commercial_2025_Technical_GWh_Before Competition Groups_8 | Networked/Connected - High Impact Application | 4.398% | 0 | 872.0157 | Commercial_2025_Technical_GWh_Before Competition Groups_Networked/Connected - High Impact Application
Commercial | Com ¦ Education and Capacity Building/Energy Behavior | 2025 | Technical | GWh | Before Competition Groups | 848.3132 | 0 | 0 | 19828.0939 | 0.042783 | 9 | Commercial_2025_Technical_GWh_Before Competition Groups_9 | Education and Capacity Building/Energy Behavior | 4.278% | 0 | 848.3132 | Commercial_2025_Technical_GWh_Before Competition Groups_Education and Capacity Building/Energy Behavior
Commercial | Com ¦ Networked/Connected - Low Impact Application | 2025 | Technical | GWh | Before Competition Groups | 820.0984 | 0 | 0 | 19828.0939 | 0.04136 | 10 | Commercial_2025_Technical_GWh_Before Competition Groups_10 | Networked/Connected - Low Impact Application | 4.136% | 0 | 820.0984 | Commercial_2025_Technical_GWh_Before Competition Groups_Networked/Connected - Low Impact Application
Commercial | Com ¦ Furnace Tune-Up | 2025 | Technical | GWh | Before Competition Groups | 619.3253 | 0 | 0 | 19828.0939 | 0.031235 | 11 | Commercial_2025_Technical_GWh_Before Competition Groups_11 | Furnace Tune-Up | 3.123% | 0 | 619.3253 | Commercial_2025_Technical_GWh_Before Competition Groups_Furnace Tune-Up
Commercial | Com ¦ LED EXTERIOR AREA LIGHTS - LED fixture (200W) | 2025 | Technical | GWh | Before Competition Groups | 580.3615 | 0 | 0 | 19828.0939 | 0.02927 | 12 | Commercial_2025_Technical_GWh_Before Competition Groups_12 | LED EXTERIOR AREA LIGHTS - LED fixture (200W) | 2.927% | 0 | 580.3615 | Commercial_2025_Technical_GWh_Before Competition Groups_LED EXTERIOR AREA LIGHTS - LED fixture (200W)
Commercial | Com ¦ LED parking lot fixture | 2025 | Technical | GWh | Before Competition Groups | 561.5144 | 0 | 0 | 19828.0939 | 0.028319 | 13 | Commercial_2025_Technical_GWh_Before Competition Groups_13 | LED parking lot fixture | 2.832% | 0 | 561.5144 | Commercial_2025_Technical_GWh_Before Competition Groups_LED parking lot fixture
Commercial | Com ¦ Variable Refrigerant Flow Heat Pump | 2025 | Technical | GWh | Before Competition Groups | 404.0034 | 0 | 0 | 19828.0939 | 0.020375 | 14 | Commercial_2025_Technical_GWh_Before Competition Groups_14 | Variable Refrigerant Flow Heat Pump | 2.038% | 0 | 404.0034 | Commercial_2025_Technical_GWh_Before Competition Groups_Variable Refrigerant Flow Heat Pump
Commercial | Com ¦ Smart Strip Plug Outlets | 2025 | Technical | GWh | Before Competition Groups | 393.0137 | 0 | 0 | 19828.0939 | 0.019821 | 15 | Commercial_2025_Technical_GWh_Before Competition Groups_15 | Smart Strip Plug Outlets | 1.982% | 0 | 393.0137 | Commercial_2025_Technical_GWh_Before Competition Groups_Smart Strip Plug Outlets
Commercial | Com ¦ LED Replacement Lamp (Tube) | 2025 | Technical | GWh | Before Competition Groups | 384.0559 | 0 | 0 | 19828.0939 | 0.019369 | 16 | Commercial_2025_Technical_GWh_Before Competition Groups_16 | LED Replacement Lamp (Tube) | 1.937% | 0 | 384.0559 | Commercial_2025_Technical_GWh_Before Competition Groups_LED Replacement Lamp (Tube)
Commercial | Com ¦ High Efficiency Air Source Heat Pump | 2025 | Technical | GWh | Before Competition Groups | 356.7637 | 0 | 0 | 19828.0939 | 0.017993 | 17 | Commercial_2025_Technical_GWh_Before Competition Groups_17 | High Efficiency Air Source Heat Pump | 1.799% | 0 | 356.7637 | Commercial_2025_Technical_GWh_Before Competition Groups_High Efficiency Air Source Heat Pump
Commercial | Com ¦ LED street light fixture | 2025 | Technical | GWh | Before Competition Groups | 339.2907 | 0 | 0 | 19828.0939 | 0.017112 | 18 | Commercial_2025_Technical_GWh_Before Competition Groups_18 | LED street light fixture | 1.711% | 0 | 339.2907 | Commercial_2025_Technical_GWh_Before Competition Groups_LED street light fixture
Commercial | Com ¦ Advanced BAS/Controllers | 2025 | Technical | GWh | Before Competition Groups | 319.7441 | 0 | 0 | 19828.0939 | 0.016126 | 19 | Commercial_2025_Technical_GWh_Before Competition Groups_19 | Advanced BAS/Controllers | 1.613% | 0 | 319.7441 | Commercial_2025_Technical_GWh_Before Competition Groups_Advanced BAS/Controllers
Commercial | Com ¦ Data Center Storage/Server Virtualization | 2025 | Technical | GWh | Before Competition Groups | 270.4023 | 0 | 0 | 19828.0939 | 0.013637 | 20 | Commercial_2025_Technical_GWh_Before Competition Groups_20 | Data Center Storage/Server Virtualization | 1.364% | 0 | 270.4023 | Commercial_2025_Technical_GWh_Before Competition Groups_Data Center Storage/Server Virtualization
Commercial | Com ¦ Demand Control Ventilation | 2025 | Technical | GWh | Before Competition Groups | 260.7241 | 0 | 0 | 19828.0939 | 0.013149 | 21 | Commercial_2025_Technical_GWh_Before Competition Groups_21 | Demand Control Ventilation | 1.315% | 0 | 260.7241 | Commercial_2025_Technical_GWh_Before Competition Groups_Demand Control Ventilation
Commercial | Com ¦ Refrigerated Display Case Doors | 2025 | Technical | GWh | Before Competition Groups | 251.5122 | 0 | 0 | 19828.0939 | 0.012685 | 22 | Commercial_2025_Technical_GWh_Before Competition Groups_22 | Refrigerated Display Case Doors | 1.268% | 0 | 251.5122 | Commercial_2025_Technical_GWh_Before Competition Groups_Refrigerated Display Case Doors
Commercial | Com ¦ Strip Curtains | 2025 | Technical | GWh | Before Competition Groups | 235.1788 | 0 | 0 | 19828.0939 | 0.011861 | 23 | Commercial_2025_Technical_GWh_Before Competition Groups_23 | Strip Curtains | 1.186% | 0 | 235.1788 | Commercial_2025_Technical_GWh_Before Competition Groups_Strip Curtains
Commercial | Com ¦ Variable Frequency Drive (VFD) | 2025 | Technical | GWh | Before Competition Groups | 205.2843 | 0 | 0 | 19828.0939 | 0.010353 | 24 | Commercial_2025_Technical_GWh_Before Competition Groups_24 | Variable Frequency Drive (VFD) | 1.035% | 0 | 205.2843 | Commercial_2025_Technical_GWh_Before Competition Groups_Variable Frequency Drive (VFD)
Commercial | Com ¦ VFD on Pumps | 2025 | Technical | GWh | Before Competition Groups | 192.1217 | 0 | 0 | 19828.0939 | 0.0096894 | 25 | Commercial_2025_Technical_GWh_Before Competition Groups_25 | VFD on Pumps | 0.9689% | 0 | 192.1217 | Commercial_2025_Technical_GWh_Before Competition Groups_VFD on Pumps
Commercial | Com ¦ Centrally controlled desktop PC/NETWORK PC POWER MANAGEMENT SOFTWARE | 2025 | Technical | GWh | Before Competition Groups | 181.467 | 0 | 0 | 19828.0939 | 0.009152 | 26 | Commercial_2025_Technical_GWh_Before Competition Groups_26 | Centrally controlled desktop PC/NETWORK PC POWER MANAGEMENT SOFTWARE | 0.9152% | 0 | 181.467 | Commercial_2025_Technical_GWh_Before Competition Groups_Centrally controlled desktop PC/NETWORK PC POWER MANAGEMENT SOFTWARE
Commercial | Com ¦ Reach-in Shaded Pole to ECM/PSC Evaporator Fan Motor | 2025 | Technical | GWh | Before Competition Groups | 179.3943 | 0 | 0 | 19828.0939 | 0.0090475 | 27 | Commercial_2025_Technical_GWh_Before Competition Groups_27 | Reach-in Shaded Pole to ECM/PSC Evaporator Fan Motor | 0.9047% | 0 | 179.3943 | Commercial_2025_Technical_GWh_Before Competition Groups_Reach-in Shaded Pole to ECM/PSC Evaporator Fan Motor
Commercial | Com ¦ Door Gasket Freezer/Refrigerator | 2025 | Technical | GWh | Before Competition Groups | 178.4488 | 0 | 0 | 19828.0939 | 0.0089998 | 28 | Commercial_2025_Technical_GWh_Before Competition Groups_28 | Door Gasket Freezer/Refrigerator | 0.9% | 0 | 178.4488 | Commercial_2025_Technical_GWh_Before Competition Groups_Door Gasket Freezer/Refrigerator
Commercial | Com ¦ Air Handler with Dedicated Outdoor Air Systems | 2025 | Technical | GWh | Before Competition Groups | 156.6806 | 0 | 0 | 19828.0939 | 0.0079019 | 29 | Commercial_2025_Technical_GWh_Before Competition Groups_29 | Air Handler with Dedicated Outdoor Air Systems | 0.7902% | 0 | 156.6806 | Commercial_2025_Technical_GWh_Before Competition Groups_Air Handler with Dedicated Outdoor Air Systems
Commercial | Com ¦ LED or Equivalent Sign Lighting | 2025 | Technical | GWh | Before Competition Groups | 153.0018 | 0 | 0 | 19828.0939 | 0.0077164 | 30 | Commercial_2025_Technical_GWh_Before Competition Groups_30 | LED or Equivalent Sign Lighting | 0.7716% | 0 | 153.0018 | Commercial_2025_Technical_GWh_Before Competition Groups_LED or Equivalent Sign Lighting
Commercial | Com ¦ Refrigeration Optimization | 2025 | Technical | GWh | Before Competition Groups | 143.4246 | 0 | 0 | 19828.0939 | 0.0072334 | 31 | Commercial_2025_Technical_GWh_Before Competition Groups_31 | Refrigeration Optimization | 0.7233% | 0 | 143.4246 | Commercial_2025_Technical_GWh_Before Competition Groups_Refrigeration Optimization
Commercial | Com ¦ Adaptive Thermostats | 2025 | Technical | GWh | Before Competition Groups | 138.3408 | 0 | 0 | 19828.0939 | 0.006977 | 32 | Commercial_2025_Technical_GWh_Before Competition Groups_32 | Adaptive Thermostats | 0.6977% | 0 | 138.3408 | Commercial_2025_Technical_GWh_Before Competition Groups_Adaptive Thermostats
Commercial | Com ¦ ENERGY STAR LED LAMPS (General Service Lamps) | 2025 | Technical | GWh | Before Competition Groups | 115.8323 | 0 | 0 | 19828.0939 | 0.0058418 | 33 | Commercial_2025_Technical_GWh_Before Competition Groups_33 | ENERGY STAR LED LAMPS (General Service Lamps) | 0.5842% | 0 | 115.8323 | Commercial_2025_Technical_GWh_Before Competition Groups_ENERGY STAR LED LAMPS (General Service Lamps)
Commercial | Com ¦ Refrigerated Display Case LED | 2025 | Technical | GWh | Before Competition Groups | 109.0628 | 0 | 0 | 19828.0939 | 0.0055004 | 34 | Commercial_2025_Technical_GWh_Before Competition Groups_34 | Refrigerated Display Case LED | 0.55% | 0 | 109.0628 | Commercial_2025_Technical_GWh_Before Competition Groups_Refrigerated Display Case LED
Commercial | Com ¦ Unitary Air-Conditioning Unit | 2025 | Technical | GWh | Before Competition Groups | 107.1944 | 0 | 0 | 19828.0939 | 0.0054062 | 35 | Commercial_2025_Technical_GWh_Before Competition Groups_35 | Unitary Air-Conditioning Unit | 0.5406% | 0 | 107.1944 | Commercial_2025_Technical_GWh_Before Competition Groups_Unitary Air-Conditioning Unit
Commercial | Com ¦ ENERGY STAR FREEZER | 2025 | Technical | GWh | Before Competition Groups | 104.8263 | 0 | 0 | 19828.0939 | 0.0052868 | 36 | Commercial_2025_Technical_GWh_Before Competition Groups_36 | ENERGY STAR FREEZER | 0.5287% | 0 | 104.8263 | Commercial_2025_Technical_GWh_Before Competition Groups_ENERGY STAR FREEZER
Commercial | Com ¦ ECM MOTORS FOR EVAPORATOR FANS for refrigeration (WALK-IN) | 2025 | Technical | GWh | Before Competition Groups | 97.2473 | 0 | 0 | 19828.0939 | 0.0049045 | 37 | Commercial_2025_Technical_GWh_Before Competition Groups_37 | ECM MOTORS FOR EVAPORATOR FANS for refrigeration (WALK-IN) | 0.4905% | 0 | 97.2473 | Commercial_2025_Technical_GWh_Before Competition Groups_ECM MOTORS FOR EVAPORATOR FANS for refrigeration (WALK-IN)
Commercial | Com ¦ Indoor Daylight Sensors/Photocell Dimming Control | 2025 | Technical | GWh | Before Competition Groups | 94.341 | 0 | 0 | 19828.0939 | 0.0047579 | 38 | Commercial_2025_Technical_GWh_Before Competition Groups_38 | Indoor Daylight Sensors/Photocell Dimming Control | 0.4758% | 0 | 94.341 | Commercial_2025_Technical_GWh_Before Competition Groups_Indoor Daylight Sensors/Photocell Dimming Control
Commercial | Com ¦ Condensing Unit Heaters or other Efficient Unit Heating System | 2025 | Technical | GWh | Before Competition Groups | 93.1995 | 0 | 0 | 19828.0939 | 0.0047004 | 39 | Commercial_2025_Technical_GWh_Before Competition Groups_39 | Condensing Unit Heaters or other Efficient Unit Heating System | 0.47% | 0 | 93.1995 | Commercial_2025_Technical_GWh_Before Competition Groups_Condensing Unit Heaters or other Efficient Unit Heating System
Commercial | Com ¦ Demand Control Kitchen Ventilation | 2025 | Technical | GWh | Before Competition Groups | 90.2285 | 0 | 0 | 19828.0939 | 0.0045505 | 40 | Commercial_2025_Technical_GWh_Before Competition Groups_40 | Demand Control Kitchen Ventilation | 0.4551% | 0 | 90.2285 | Commercial_2025_Technical_GWh_Before Competition Groups_Demand Control Kitchen Ventilation
Commercial | Com ¦ High R-Value Glass Doors/no-heat glass door | 2025 | Technical | GWh | Before Competition Groups | 86.0708 | 0 | 0 | 19828.0939 | 0.0043408 | 41 | Commercial_2025_Technical_GWh_Before Competition Groups_41 | High R-Value Glass Doors/no-heat glass door | 0.4341% | 0 | 86.0708 | Commercial_2025_Technical_GWh_Before Competition Groups_High R-Value Glass Doors/no-heat glass door
Commercial | Com ¦ Adding reflective (White) roof treatment or a green roof | 2025 | Technical | GWh | Before Competition Groups | 82.5701 | 0 | 0 | 19828.0939 | 0.0041643 | 42 | Commercial_2025_Technical_GWh_Before Competition Groups_42 | Adding reflective (White) roof treatment or a green roof | 0.4164% | 0 | 82.5701 | Commercial_2025_Technical_GWh_Before Competition Groups_Adding reflective (White) roof treatment or a green roof
Commercial | Com ¦ Freezer Case Light Sensor | 2025 | Technical | GWh | Before Competition Groups | 80.0946 | 0 | 0 | 19828.0939 | 0.0040395 | 43 | Commercial_2025_Technical_GWh_Before Competition Groups_43 | Freezer Case Light Sensor | 0.4039% | 0 | 80.0946 | Commercial_2025_Technical_GWh_Before Competition Groups_Freezer Case Light Sensor
Commercial | Com ¦ Evaporator Fan Controls | 2025 | Technical | GWh | Before Competition Groups | 78.1288 | 0 | 0 | 19828.0939 | 0.0039403 | 44 | Commercial_2025_Technical_GWh_Before Competition Groups_44 | Evaporator Fan Controls | 0.394% | 0 | 78.1288 | Commercial_2025_Technical_GWh_Before Competition Groups_Evaporator Fan Controls
Commercial | Com ¦ ENERGY STAR ICE MACHINES - Ice Making Head | 2025 | Technical | GWh | Before Competition Groups | 74.9075 | 0 | 0 | 19828.0939 | 0.0037778 | 45 | Commercial_2025_Technical_GWh_Before Competition Groups_45 | ENERGY STAR ICE MACHINES - Ice Making Head | 0.3778% | 0 | 74.9075 | Commercial_2025_Technical_GWh_Before Competition Groups_ENERGY STAR ICE MACHINES - Ice Making Head
Commercial | Com ¦ Occupancy Sensors | 2025 | Technical | GWh | Before Competition Groups | 71.8441 | 0 | 0 | 19828.0939 | 0.0036233 | 46 | Commercial_2025_Technical_GWh_Before Competition Groups_46 | Occupancy Sensors | 0.3623% | 0 | 71.8441 | Commercial_2025_Technical_GWh_Before Competition Groups_Occupancy Sensors
Commercial | Com ¦ Condensing Make Up Air Unit | 2025 | Technical | GWh | Before Competition Groups | 67.6799 | 0 | 0 | 19828.0939 | 0.0034133 | 47 | Commercial_2025_Technical_GWh_Before Competition Groups_47 | Condensing Make Up Air Unit | 0.3413% | 0 | 67.6799 | Commercial_2025_Technical_GWh_Before Competition Groups_Condensing Make Up Air Unit
Commercial | Com ¦ HOTEL OCCUPANCY CONTROLS (HVAC + LIGHTING) | 2025 | Technical | GWh | Before Competition Groups | 65.286 | 0 | 0 | 19828.0939 | 0.0032926 | 48 | Commercial_2025_Technical_GWh_Before Competition Groups_48 | HOTEL OCCUPANCY CONTROLS (HVAC + LIGHTING) | 0.3293% | 0 | 65.286 | Commercial_2025_Technical_GWh_Before Competition Groups_HOTEL OCCUPANCY CONTROLS (HVAC + LIGHTING)
Commercial | Com ¦ Super-High Efficiency Furnaces (Emerging Tech) | 2025 | Technical | GWh | Before Competition Groups | 60.5871 | 0 | 0 | 19828.0939 | 0.0030556 | 49 | Commercial_2025_Technical_GWh_Before Competition Groups_49 | Super-High Efficiency Furnaces (Emerging Tech) | 0.3056% | 0 | 60.5871 | Commercial_2025_Technical_GWh_Before Competition Groups_Super-High Efficiency Furnaces (Emerging Tech)
Commercial | Com ¦ Refrigeration Commissioning | 2025 | Technical | GWh | Before Competition Groups | 53.5853 | 0 | 0 | 19828.0939 | 0.0027025 | 50 | Commercial_2025_Technical_GWh_Before Competition Groups_50 | Refrigeration Commissioning | 0.2702% | 0 | 53.5853 | Commercial_2025_Technical_GWh_Before Competition Groups_Refrigeration Commissioning
Commercial | Com ¦ ENERGY STAR Refrigerator | 2025 | Technical | GWh | Before Competition Groups | 51.8909 | 0 | 0 | 19828.0939 | 0.002617 | 51 | Commercial_2025_Technical_GWh_Before Competition Groups_51 | ENERGY STAR Refrigerator | 0.2617% | 0 | 51.8909 | Commercial_2025_Technical_GWh_Before Competition Groups_ENERGY STAR Refrigerator
Commercial | Com ¦ Elec Storage WH 2.30 Et | 2025 | Technical | GWh | Before Competition Groups | 38.865 | 0 | 0 | 19828.0939 | 0.0019601 | 52 | Commercial_2025_Technical_GWh_Before Competition Groups_52 | Elec Storage WH 2.30 Et | 0.196% | 0 | 38.865 | Commercial_2025_Technical_GWh_Before Competition Groups_Elec Storage WH 2.30 Et
Commercial | Com ¦ BEVERAGE VENDING MACHINE CONTROLS | 2025 | Technical | GWh | Before Competition Groups | 37.0807 | 0 | 0 | 19828.0939 | 0.0018701 | 53 | Commercial_2025_Technical_GWh_Before Competition Groups_53 | BEVERAGE VENDING MACHINE CONTROLS | 0.187% | 0 | 37.0807 | Commercial_2025_Technical_GWh_Before Competition Groups_BEVERAGE VENDING MACHINE CONTROLS
Commercial | Com ¦ Ground Source Heat Pump | 2025 | Technical | GWh | Before Competition Groups | 36.1655 | 0 | 0 | 19828.0939 | 0.001824 | 54 | Commercial_2025_Technical_GWh_Before Competition Groups_54 | Ground Source Heat Pump | 0.1824% | 0 | 36.1655 | Commercial_2025_Technical_GWh_Before Competition Groups_Ground Source Heat Pump
Commercial | Com ¦ Temperature Adjustment in Commercial Freezers | 2025 | Technical | GWh | Before Competition Groups | 29.8756 | 0 | 0 | 19828.0939 | 0.0015067 | 55 | Commercial_2025_Technical_GWh_Before Competition Groups_55 | Temperature Adjustment in Commercial Freezers | 0.1507% | 0 | 29.8756 | Commercial_2025_Technical_GWh_Before Competition Groups_Temperature Adjustment in Commercial Freezers
Commercial | Com ¦ CO Sensors for parking garage exhaust fans | 2025 | Technical | GWh | Before Competition Groups | 27.9723 | 0 | 0 | 19828.0939 | 0.0014107 | 56 | Commercial_2025_Technical_GWh_Before Competition Groups_56 | CO Sensors for parking garage exhaust fans | 0.1411% | 0 | 27.9723 | Commercial_2025_Technical_GWh_Before Competition Groups_CO Sensors for parking garage exhaust fans
Commercial | Com ¦ Energy Efficient Laboratory Fume Hood | 2025 | Technical | GWh | Before Competition Groups | 26.6087 | 0 | 0 | 19828.0939 | 0.001342 | 57 | Commercial_2025_Technical_GWh_Before Competition Groups_57 | Energy Efficient Laboratory Fume Hood | 0.1342% | 0 | 26.6087 | Commercial_2025_Technical_GWh_Before Competition Groups_Energy Efficient Laboratory Fume Hood
Commercial | Com ¦ Chilled Water Optimization | 2025 | Technical | GWh | Before Competition Groups | 25.6811 | 0 | 0 | 19828.0939 | 0.0012952 | 58 | Commercial_2025_Technical_GWh_Before Competition Groups_58 | Chilled Water Optimization | 0.1295% | 0 | 25.6811 | Commercial_2025_Technical_GWh_Before Competition Groups_Chilled Water Optimization
Commercial | Com ¦ ENERGY STAR Griddle (74% eff) | 2025 | Technical | GWh | Before Competition Groups | 25.271 | 0 | 0 | 19828.0939 | 0.0012745 | 59 | Commercial_2025_Technical_GWh_Before Competition Groups_59 | ENERGY STAR Griddle (74% eff) | 0.1275% | 0 | 25.271 | Commercial_2025_Technical_GWh_Before Competition Groups_ENERGY STAR Griddle (74% eff)
Commercial | Com ¦ Anti-sweat heat (ASH) controls - Cooler/Freezer | 2025 | Technical | GWh | Before Competition Groups | 24.1761 | 0 | 0 | 19828.0939 | 0.0012193 | 60 | Commercial_2025_Technical_GWh_Before Competition Groups_60 | Anti-sweat heat (ASH) controls - Cooler/Freezer | 0.1219% | 0 | 24.1761 | Commercial_2025_Technical_GWh_Before Competition Groups_Anti-sweat heat (ASH) controls - Cooler/Freezer
Commercial | Com ¦ Vertical Night Covers | 2025 | Technical | GWh | Before Competition Groups | 23.1754 | 0 | 0 | 19828.0939 | 0.0011688 | 61 | Commercial_2025_Technical_GWh_Before Competition Groups_61 | Vertical Night Covers | 0.1169% | 0 | 23.1754 | Commercial_2025_Technical_GWh_Before Competition Groups_Vertical Night Covers
Commercial | Com ¦ Duct Insulation, R8 | 2025 | Technical | GWh | Before Competition Groups | 20.6323 | 0 | 0 | 19828.0939 | 0.0010406 | 62 | Commercial_2025_Technical_GWh_Before Competition Groups_62 | Duct Insulation, R8 | 0.1041% | 0 | 20.6323 | Commercial_2025_Technical_GWh_Before Competition Groups_Duct Insulation, R8
Commercial | Com ¦ Water Heating (DHW) Pipe Insulation (Add 3/4\ Foam)" | 2025 | Technical | GWh | Before Competition Groups | 19.9473 | 0 | 0 | 19828.0939 | 0.001006 | 63 | Commercial_2025_Technical_GWh_Before Competition Groups_63 | Water Heating (DHW) Pipe Insulation (Add 3/4\ Foam)" | 0.1006% | 0 | 19.9473 | Commercial_2025_Technical_GWh_Before Competition Groups_Water Heating (DHW) Pipe Insulation (Add 3/4\ Foam)"
Commercial | Com ¦ Water Source Heat Pump (4 ton) | 2025 | Technical | GWh | Before Competition Groups | 19.5039 | 0 | 0 | 19828.0939 | 0.00098365 | 64 | Commercial_2025_Technical_GWh_Before Competition Groups_64 | Water Source Heat Pump (4 ton) | 0.09837% | 0 | 19.5039 | Commercial_2025_Technical_GWh_Before Competition Groups_Water Source Heat Pump (4 ton)
Commercial | Com ¦ Outside Air Economizer | 2025 | Technical | GWh | Before Competition Groups | 16.3906 | 0 | 0 | 19828.0939 | 0.00082663 | 65 | Commercial_2025_Technical_GWh_Before Competition Groups_65 | Outside Air Economizer | 0.08266% | 0 | 16.3906 | Commercial_2025_Technical_GWh_Before Competition Groups_Outside Air Economizer
Commercial | Com ¦ Roof Insulation/Ceiling Insulation (R25 Code to R35) | 2025 | Technical | GWh | Before Competition Groups | 13.076 | 0 | 0 | 19828.0939 | 0.00065947 | 66 | Commercial_2025_Technical_GWh_Before Competition Groups_66 | Roof Insulation/Ceiling Insulation (R25 Code to R35) | 0.06595% | 0 | 13.076 | Commercial_2025_Technical_GWh_Before Competition Groups_Roof Insulation/Ceiling Insulation (R25 Code to R35)
Commercial | Com ¦ Suction Pipe Insulation Freezer/Refrigerator | 2025 | Technical | GWh | Before Competition Groups | 12.6663 | 0 | 0 | 19828.0939 | 0.0006388 | 67 | Commercial_2025_Technical_GWh_Before Competition Groups_67 | Suction Pipe Insulation Freezer/Refrigerator | 0.06388% | 0 | 12.6663 | Commercial_2025_Technical_GWh_Before Competition Groups_Suction Pipe Insulation Freezer/Refrigerator
Commercial | Com ¦ High Efficiency Small Instantaneous Water Heater | 2025 | Technical | GWh | Before Competition Groups | 10.6833 | 0 | 0 | 19828.0939 | 0.0005388 | 68 | Commercial_2025_Technical_GWh_Before Competition Groups_68 | High Efficiency Small Instantaneous Water Heater | 0.05388% | 0 | 10.6833 | Commercial_2025_Technical_GWh_Before Competition Groups_High Efficiency Small Instantaneous Water Heater
Commercial | Com ¦ Evaporator Coil Defrost (Cooler) | 2025 | Technical | GWh | Before Competition Groups | 10.4383 | 0 | 0 | 19828.0939 | 0.00052644 | 69 | Commercial_2025_Technical_GWh_Before Competition Groups_69 | Evaporator Coil Defrost (Cooler) | 0.05264% | 0 | 10.4383 | Commercial_2025_Technical_GWh_Before Competition Groups_Evaporator Coil Defrost (Cooler)
Commercial | Com ¦ ENERGY STAR Dishwasher | 2025 | Technical | GWh | Before Competition Groups | 10.0316 | 0 | 0 | 19828.0939 | 0.00050593 | 70 | Commercial_2025_Technical_GWh_Before Competition Groups_70 | ENERGY STAR Dishwasher | 0.05059% | 0 | 10.0316 | Commercial_2025_Technical_GWh_Before Competition Groups_ENERGY STAR Dishwasher
Commercial | Com ¦ LED RECESSED DOWNLIGHTS | 2025 | Technical | GWh | Before Competition Groups | 9.5891 | 0 | 0 | 19828.0939 | 0.00048361 | 71 | Commercial_2025_Technical_GWh_Before Competition Groups_71 | LED RECESSED DOWNLIGHTS | 0.04836% | 0 | 9.5891 | Commercial_2025_Technical_GWh_Before Competition Groups_LED RECESSED DOWNLIGHTS
Commercial | Com ¦ ENERGY STAR Fryer (84% eff) | 2025 | Technical | GWh | Before Competition Groups | 8.9067 | 0 | 0 | 19828.0939 | 0.0004492 | 72 | Commercial_2025_Technical_GWh_Before Competition Groups_72 | ENERGY STAR Fryer (84% eff) | 0.04492% | 0 | 8.9067 | Commercial_2025_Technical_GWh_Before Competition Groups_ENERGY STAR Fryer (84% eff)
Commercial | Com ¦ Ozone Laundry Treatment | 2025 | Technical | GWh | Before Competition Groups | 6.1926 | 0 | 0 | 19828.0939 | 0.00031232 | 73 | Commercial_2025_Technical_GWh_Before Competition Groups_73 | Ozone Laundry Treatment | 0.03123% | 0 | 6.1926 | Commercial_2025_Technical_GWh_Before Competition Groups_Ozone Laundry Treatment
Commercial | Com ¦ SYNCHRONOUS BELT | 2025 | Technical | GWh | Before Competition Groups | 5.6376 | 0 | 0 | 19828.0939 | 0.00028432 | 74 | Commercial_2025_Technical_GWh_Before Competition Groups_74 | SYNCHRONOUS BELT | 0.02843% | 0 | 5.6376 | Commercial_2025_Technical_GWh_Before Competition Groups_SYNCHRONOUS BELT
Commercial | Com ¦ Efficient compressor motor | 2025 | Technical | GWh | Before Competition Groups | 4.8968 | 0 | 0 | 19828.0939 | 0.00024696 | 75 | Commercial_2025_Technical_GWh_Before Competition Groups_75 | Efficient compressor motor | 0.0247% | 0 | 4.8968 | Commercial_2025_Technical_GWh_Before Competition Groups_Efficient compressor motor
Commercial | Com ¦ ENERGY STAR Steam Cookers | 2025 | Technical | GWh | Before Competition Groups | 4.3638 | 0 | 0 | 19828.0939 | 0.00022008 | 76 | Commercial_2025_Technical_GWh_Before Competition Groups_76 | ENERGY STAR Steam Cookers | 0.02201% | 0 | 4.3638 | Commercial_2025_Technical_GWh_Before Competition Groups_ENERGY STAR Steam Cookers
Commercial | Com ¦ Demand controlled Circulating Systems | 2025 | Technical | GWh | Before Competition Groups | 4.2745 | 0 | 0 | 19828.0939 | 0.00021558 | 77 | Commercial_2025_Technical_GWh_Before Competition Groups_77 | Demand controlled Circulating Systems | 0.02156% | 0 | 4.2745 | Commercial_2025_Technical_GWh_Before Competition Groups_Demand controlled Circulating Systems
Commercial | Com ¦ Notched V belts for HVAC Systems | 2025 | Technical | GWh | Before Competition Groups | 2.8188 | 0 | 0 | 19828.0939 | 0.00014216 | 78 | Commercial_2025_Technical_GWh_Before Competition Groups_78 | Notched V belts for HVAC Systems | 0.01422% | 0 | 2.8188 | Commercial_2025_Technical_GWh_Before Competition Groups_Notched V belts for HVAC Systems
Commercial | Com ¦ ECM MOTORS FOR HVAC APPLICATION (FAN-POWERED VAV BOX) | 2025 | Technical | GWh | Before Competition Groups | 2.6185 | 0 | 0 | 19828.0939 | 0.00013206 | 79 | Commercial_2025_Technical_GWh_Before Competition Groups_79 | ECM MOTORS FOR HVAC APPLICATION (FAN-POWERED VAV BOX) | 0.01321% | 0 | 2.6185 | Commercial_2025_Technical_GWh_Before Competition Groups_ECM MOTORS FOR HVAC APPLICATION (FAN-POWERED VAV BOX)
Commercial | Com ¦ Wall Insulation | 2025 | Technical | GWh | Before Competition Groups | 2.4826 | 0 | 0 | 19828.0939 | 0.00012521 | 80 | Commercial_2025_Technical_GWh_Before Competition Groups_80 | Wall Insulation | 0.01252% | 0 | 2.4826 | Commercial_2025_Technical_GWh_Before Competition Groups_Wall Insulation
Commercial | Com ¦ Solar Preheat Make up Air | 2025 | Technical | GWh | Before Competition Groups | 2.4516 | 0 | 0 | 19828.0939 | 0.00012364 | 81 | Commercial_2025_Technical_GWh_Before Competition Groups_81 | Solar Preheat Make up Air | 0.01236% | 0 | 2.4516 | Commercial_2025_Technical_GWh_Before Competition Groups_Solar Preheat Make up Air
Commercial | Com ¦ Solar Water Preheat (Pools/DHW) | 2025 | Technical | GWh | Before Competition Groups | 2.0518 | 0 | 0 | 19828.0939 | 0.00010348 | 82 | Commercial_2025_Technical_GWh_Before Competition Groups_82 | Solar Water Preheat (Pools/DHW) | 0.01035% | 0 | 2.0518 | Commercial_2025_Technical_GWh_Before Competition Groups_Solar Water Preheat (Pools/DHW)
Commercial | Com ¦ Thermostat Setback | 2025 | Technical | GWh | Before Competition Groups | 2.037 | 0 | 0 | 19828.0939 | 0.00010273 | 83 | Commercial_2025_Technical_GWh_Before Competition Groups_83 | Thermostat Setback | 0.01027% | 0 | 2.037 | Commercial_2025_Technical_GWh_Before Competition Groups_Thermostat Setback
Commercial | Com ¦ Heat Pump Water Heater (50 Gallons) | 2025 | Technical | GWh | Before Competition Groups | 1.7966 | 0 | 0 | 19828.0939 | 9.0607e-05 | 84 | Commercial_2025_Technical_GWh_Before Competition Groups_84 | Heat Pump Water Heater (50 Gallons) | 0.009061% | 0 | 1.7966 | Commercial_2025_Technical_GWh_Before Competition Groups_Heat Pump Water Heater (50 Gallons)
Commercial | Com ¦ Room AC (w/ louvered sides) 14 SEER from 12 SEER code | 2025 | Technical | GWh | Before Competition Groups | 1.6443 | 0 | 0 | 19828.0939 | 8.2927e-05 | 85 | Commercial_2025_Technical_GWh_Before Competition Groups_85 | Room AC (w/ louvered sides) 14 SEER from 12 SEER code | 0.008293% | 0 | 1.6443 | Commercial_2025_Technical_GWh_Before Competition Groups_Room AC (w/ louvered sides) 14 SEER from 12 SEER code
Commercial | Com ¦ PTAC (12 EER/10,000 BTU) | 2025 | Technical | GWh | Before Competition Groups | 1.5576 | 0 | 0 | 19828.0939 | 7.8558e-05 | 86 | Commercial_2025_Technical_GWh_Before Competition Groups_86 | PTAC (12 EER/10,000 BTU) | 0.007856% | 0 | 1.5576 | Commercial_2025_Technical_GWh_Before Competition Groups_PTAC (12 EER/10,000 BTU)
Commercial | Com ¦ Auto Off Time Switch or Time Clock control | 2025 | Technical | GWh | Before Competition Groups | 1.2863 | 0 | 0 | 19828.0939 | 6.4872e-05 | 87 | Commercial_2025_Technical_GWh_Before Competition Groups_87 | Auto Off Time Switch or Time Clock control | 0.006487% | 0 | 1.2863 | Commercial_2025_Technical_GWh_Before Competition Groups_Auto Off Time Switch or Time Clock control
Commercial | Com ¦ Commercial Hot Food Holding Cabinets | 2025 | Technical | GWh | Before Competition Groups | 1.2682 | 0 | 0 | 19828.0939 | 6.3959e-05 | 88 | Commercial_2025_Technical_GWh_Before Competition Groups_88 | Commercial Hot Food Holding Cabinets | 0.006396% | 0 | 1.2682 | Commercial_2025_Technical_GWh_Before Competition Groups_Commercial Hot Food Holding Cabinets
Commercial | Com ¦ CEE Tier 2/Energy Star Clothes Washers | 2025 | Technical | GWh | Before Competition Groups | 1.0174 | 0 | 0 | 19828.0939 | 5.1313e-05 | 89 | Commercial_2025_Technical_GWh_Before Competition Groups_89 | CEE Tier 2/Energy Star Clothes Washers | 0.005131% | 0 | 1.0174 | Commercial_2025_Technical_GWh_Before Competition Groups_CEE Tier 2/Energy Star Clothes Washers
Commercial | COM ¦ Ductless Mini-Split Heat Pumps | 2025 | Technical | GWh | Before Competition Groups | 0.79055 | 0 | 0 | 19828.0939 | 3.987e-05 | 90 | Commercial_2025_Technical_GWh_Before Competition Groups_90 | Ductless Mini-Split Heat Pumps | 0.003987% | 0 | 0.79055 | Commercial_2025_Technical_GWh_Before Competition Groups_Ductless Mini-Split Heat Pumps
Commercial | Com ¦ Solar Electric Water Heater (50 Gallon) | 2025 | Technical | GWh | Before Competition Groups | 0.76806 | 0 | 0 | 19828.0939 | 3.8736e-05 | 91 | Commercial_2025_Technical_GWh_Before Competition Groups_91 | Solar Electric Water Heater (50 Gallon) | 0.003874% | 0 | 0.76806 | Commercial_2025_Technical_GWh_Before Competition Groups_Solar Electric Water Heater (50 Gallon)
Commercial | Com ¦ Low Flow Pre-Rinse Spray Nozzle | 2025 | Technical | GWh | Before Competition Groups | 0.70546 | 0 | 0 | 19828.0939 | 3.5579e-05 | 92 | Commercial_2025_Technical_GWh_Before Competition Groups_92 | Low Flow Pre-Rinse Spray Nozzle | 0.003558% | 0 | 0.70546 | Commercial_2025_Technical_GWh_Before Competition Groups_Low Flow Pre-Rinse Spray Nozzle
Commercial | Com ¦ HVAC Optimization | 2025 | Technical | GWh | Before Competition Groups | 0.67309 | 0 | 0 | 19828.0939 | 3.3946e-05 | 93 | Commercial_2025_Technical_GWh_Before Competition Groups_93 | HVAC Optimization | 0.003395% | 0 | 0.67309 | Commercial_2025_Technical_GWh_Before Competition Groups_HVAC Optimization
Commercial | Com ¦ High Efficiency Chiller (avg of water and air cooled) | 2025 | Technical | GWh | Before Competition Groups | 0.34922 | 0 | 0 | 19828.0939 | 1.7612e-05 | 94 | Commercial_2025_Technical_GWh_Before Competition Groups_94 | High Efficiency Chiller (avg of water and air cooled) | 0.001761% | 0 | 0.34922 | Commercial_2025_Technical_GWh_Before Competition Groups_High Efficiency Chiller (avg of water and air cooled)
Commercial | Com ¦ EC Plug Fan for Data Center (under cabinet) | 2025 | Technical | GWh | Before Competition Groups | 0.1828 | 0 | 0 | 19828.0939 | 9.2193e-06 | 95 | Commercial_2025_Technical_GWh_Before Competition Groups_95 | EC Plug Fan for Data Center (under cabinet) | 0.0009219% | 0 | 0.1828 | Commercial_2025_Technical_GWh_Before Competition Groups_EC Plug Fan for Data Center (under cabinet)
Commercial | Com ¦ eCube | 2025 | Technical | GWh | Before Competition Groups | 0.12405 | 0 | 0 | 19828.0939 | 6.2562e-06 | 96 | Commercial_2025_Technical_GWh_Before Competition Groups_96 | eCube | 0.0006256% | 0 | 0.12405 | Commercial_2025_Technical_GWh_Before Competition Groups_eCube
Commercial | Com ¦ Exterior Photocell | 2025 | Technical | GWh | Before Competition Groups | 0.070909 | 0 | 0 | 19828.0939 | 3.5762e-06 | 97 | Commercial_2025_Technical_GWh_Before Competition Groups_97 | Exterior Photocell | 0.0003576% | 0 | 0.070909 | Commercial_2025_Technical_GWh_Before Competition Groups_Exterior Photocell
Commercial | Com ¦ Air Curtains | 2025 | Technical | GWh | Before Competition Groups | 0.052082 | 0 | 0 | 19828.0939 | 2.6267e-06 | 98 | Commercial_2025_Technical_GWh_Before Competition Groups_98 | Air Curtains | 0.0002627% | 0 | 0.052082 | Commercial_2025_Technical_GWh_Before Competition Groups_Air Curtains
Commercial | Com ¦ VSD Air Compressor | 2025 | Technical | GWh | Before Competition Groups | 0.030321 | 0 | 0 | 19828.0939 | 1.5292e-06 | 99 | Commercial_2025_Technical_GWh_Before Competition Groups_99 | VSD Air Compressor | 0.0001529% | 0 | 0.030321 | Commercial_2025_Technical_GWh_Before Competition Groups_VSD Air Compressor
Commercial | Com ¦ High Efficiency Induction Cooking | 2025 | Technical | GWh | Before Competition Groups | 0.0070394 | 0 | 0 | 19828.0939 | 3.5502e-07 | 100 | Commercial_2025_Technical_GWh_Before Competition Groups_100 | High Efficiency Induction Cooking | 3.55e-05% | 0 | 0.0070394 | Commercial_2025_Technical_GWh_Before Competition Groups_High Efficiency Induction Cooking
Commercial | Com ¦ Electric Convection Combination Ovens | 2025 | Technical | GWh | Before Competition Groups | 0.0023551 | 0 | 0 | 19828.0939 | 1.1878e-07 | 101 | Commercial_2025_Technical_GWh_Before Competition Groups_101 | Electric Convection Combination Ovens | 1.188e-05% | 0 | 0.0023551 | Commercial_2025_Technical_GWh_Before Competition Groups_Electric Convection Combination Ovens
Commercial | Com ¦ Building Recommissioning, Operations and Maintenance (O&M) Improvements | 2026 | Economic | GWh | Before Competition Groups | 2210.0907 | 0 | 0 | 13663.8118 | 0.16175 | 1 | Commercial_2026_Economic_GWh_Before Competition Groups_1 | Building Recommissioning, Operations and Maintenance (O&M) Improvements | 16.17% | 0 | 2210.0907 | Commercial_2026_Economic_GWh_Before Competition Groups_Building Recommissioning, Operations and Maintenance (O&M) Improvements
Commercial | Com ¦ LED Low/High Bay | 2026 | Economic | GWh | Before Competition Groups | 1308.7869 | 0 | 0 | 13663.8118 | 0.095785 | 2 | Commercial_2026_Economic_GWh_Before Competition Groups_2 | LED Low/High Bay | 9.578% | 0 | 1308.7869 | Commercial_2026_Economic_GWh_Before Competition Groups_LED Low/High Bay
Commercial | Com ¦ LED Troffer/Surface/Suspended | 2026 | Economic | GWh | Before Competition Groups | 1103.7795 | 0 | 0 | 13663.8118 | 0.080781 | 3 | Commercial_2026_Economic_GWh_Before Competition Groups_3 | LED Troffer/Surface/Suspended | 8.078% | 0 | 1103.7795 | Commercial_2026_Economic_GWh_Before Competition Groups_LED Troffer/Surface/Suspended
Commercial | Com ¦ ENERGY STAR LED LAMPS (REFLECTOR LAMPs/MR16/PAR 16) | 2026 | Economic | GWh | Before Competition Groups | 909.2899 | 0 | 0 | 13663.8118 | 0.066547 | 4 | Commercial_2026_Economic_GWh_Before Competition Groups_4 | ENERGY STAR LED LAMPS (REFLECTOR LAMPs/MR16/PAR 16) | 6.655% | 0 | 909.2899 | Commercial_2026_Economic_GWh_Before Competition Groups_ENERGY STAR LED LAMPS (REFLECTOR LAMPs/MR16/PAR 16)
Commercial | Com ¦ Education and Capacity Building/Energy Behavior | 2026 | Economic | GWh | Before Competition Groups | 823.8266 | 0 | 0 | 13663.8118 | 0.060293 | 5 | Commercial_2026_Economic_GWh_Before Competition Groups_5 | Education and Capacity Building/Energy Behavior | 6.029% | 0 | 823.8266 | Commercial_2026_Economic_GWh_Before Competition Groups_Education and Capacity Building/Energy Behavior
Commercial | Com ¦ Furnace Tune-Up | 2026 | Economic | GWh | Before Competition Groups | 606.8769 | 0 | 0 | 13663.8118 | 0.044415 | 6 | Commercial_2026_Economic_GWh_Before Competition Groups_6 | Furnace Tune-Up | 4.441% | 0 | 606.8769 | Commercial_2026_Economic_GWh_Before Competition Groups_Furnace Tune-Up
Commercial | Com ¦ LED EXTERIOR AREA LIGHTS - LED fixture (200W) | 2026 | Economic | GWh | Before Competition Groups | 595.0081 | 0 | 0 | 13663.8118 | 0.043546 | 7 | Commercial_2026_Economic_GWh_Before Competition Groups_7 | LED EXTERIOR AREA LIGHTS - LED fixture (200W) | 4.355% | 0 | 595.0081 | Commercial_2026_Economic_GWh_Before Competition Groups_LED EXTERIOR AREA LIGHTS - LED fixture (200W)
Commercial | Com ¦ LED parking lot fixture | 2026 | Economic | GWh | Before Competition Groups | 573.8554 | 0 | 0 | 13663.8118 | 0.041998 | 8 | Commercial_2026_Economic_GWh_Before Competition Groups_8 | LED parking lot fixture | 4.2% | 0 | 573.8554 | Commercial_2026_Economic_GWh_Before Competition Groups_LED parking lot fixture
Commercial | Com ¦ LED Replacement Lamp (Tube) | 2026 | Economic | GWh | Before Competition Groups | 428.1301 | 0 | 0 | 13663.8118 | 0.031333 | 9 | Commercial_2026_Economic_GWh_Before Competition Groups_9 | LED Replacement Lamp (Tube) | 3.133% | 0 | 428.1301 | Commercial_2026_Economic_GWh_Before Competition Groups_LED Replacement Lamp (Tube)
Commercial | Com ¦ High Efficiency Air Source Heat Pump | 2026 | Economic | GWh | Before Competition Groups | 398.1316 | 0 | 0 | 13663.8118 | 0.029138 | 10 | Commercial_2026_Economic_GWh_Before Competition Groups_10 | High Efficiency Air Source Heat Pump | 2.914% | 0 | 398.1316 | Commercial_2026_Economic_GWh_Before Competition Groups_High Efficiency Air Source Heat Pump
Commercial | Com ¦ LED street light fixture | 2026 | Economic | GWh | Before Competition Groups | 349.8516 | 0 | 0 | 13663.8118 | 0.025604 | 11 | Commercial_2026_Economic_GWh_Before Competition Groups_11 | LED street light fixture | 2.56% | 0 | 349.8516 | Commercial_2026_Economic_GWh_Before Competition Groups_LED street light fixture
Commercial | Com ¦ Advanced BAS/Controllers | 2026 | Economic | GWh | Before Competition Groups | 321.3326 | 0 | 0 | 13663.8118 | 0.023517 | 12 | Commercial_2026_Economic_GWh_Before Competition Groups_12 | Advanced BAS/Controllers | 2.352% | 0 | 321.3326 | Commercial_2026_Economic_GWh_Before Competition Groups_Advanced BAS/Controllers
Commercial | Com ¦ LLLC - Low Impact Application | 2026 | Economic | GWh | Before Competition Groups | 311.8063 | 0 | 0 | 13663.8118 | 0.02282 | 13 | Commercial_2026_Economic_GWh_Before Competition Groups_13 | LLLC - Low Impact Application | 2.282% | 0 | 311.8063 | Commercial_2026_Economic_GWh_Before Competition Groups_LLLC - Low Impact Application
Commercial | Com ¦ Data Center Storage/Server Virtualization | 2026 | Economic | GWh | Before Competition Groups | 280.8159 | 0 | 0 | 13663.8118 | 0.020552 | 14 | Commercial_2026_Economic_GWh_Before Competition Groups_14 | Data Center Storage/Server Virtualization | 2.055% | 0 | 280.8159 | Commercial_2026_Economic_GWh_Before Competition Groups_Data Center Storage/Server Virtualization
Commercial | Com ¦ Demand Control Ventilation | 2026 | Economic | GWh | Before Competition Groups | 264.8854 | 0 | 0 | 13663.8118 | 0.019386 | 15 | Commercial_2026_Economic_GWh_Before Competition Groups_15 | Demand Control Ventilation | 1.939% | 0 | 264.8854 | Commercial_2026_Economic_GWh_Before Competition Groups_Demand Control Ventilation
Commercial | Com ¦ Strip Curtains | 2026 | Economic | GWh | Before Competition Groups | 236.9656 | 0 | 0 | 13663.8118 | 0.017343 | 16 | Commercial_2026_Economic_GWh_Before Competition Groups_16 | Strip Curtains | 1.734% | 0 | 236.9656 | Commercial_2026_Economic_GWh_Before Competition Groups_Strip Curtains
Commercial | Com ¦ LLLC - High Impact Application | 2026 | Economic | GWh | Before Competition Groups | 231.2237 | 0 | 0 | 13663.8118 | 0.016922 | 17 | Commercial_2026_Economic_GWh_Before Competition Groups_17 | LLLC - High Impact Application | 1.692% | 0 | 231.2237 | Commercial_2026_Economic_GWh_Before Competition Groups_LLLC - High Impact Application
Commercial | Com ¦ Variable Frequency Drive (VFD) | 2026 | Economic | GWh | Before Competition Groups | 201.158 | 0 | 0 | 13663.8118 | 0.014722 | 18 | Commercial_2026_Economic_GWh_Before Competition Groups_18 | Variable Frequency Drive (VFD) | 1.472% | 0 | 201.158 | Commercial_2026_Economic_GWh_Before Competition Groups_Variable Frequency Drive (VFD)
Commercial | Com ¦ Reach-in Shaded Pole to ECM/PSC Evaporator Fan Motor | 2026 | Economic | GWh | Before Competition Groups | 200.0079 | 0 | 0 | 13663.8118 | 0.014638 | 19 | Commercial_2026_Economic_GWh_Before Competition Groups_19 | Reach-in Shaded Pole to ECM/PSC Evaporator Fan Motor | 1.464% | 0 | 200.0079 | Commercial_2026_Economic_GWh_Before Competition Groups_Reach-in Shaded Pole to ECM/PSC Evaporator Fan Motor
Commercial | Com ¦ VFD on Pumps | 2026 | Economic | GWh | Before Competition Groups | 188.26 | 0 | 0 | 13663.8118 | 0.013778 | 20 | Commercial_2026_Economic_GWh_Before Competition Groups_20 | VFD on Pumps | 1.378% | 0 | 188.26 | Commercial_2026_Economic_GWh_Before Competition Groups_VFD on Pumps
Commercial | Com ¦ Centrally controlled desktop PC/NETWORK PC POWER MANAGEMENT SOFTWARE | 2026 | Economic | GWh | Before Competition Groups | 186.5042 | 0 | 0 | 13663.8118 | 0.013649 | 21 | Commercial_2026_Economic_GWh_Before Competition Groups_21 | Centrally controlled desktop PC/NETWORK PC POWER MANAGEMENT SOFTWARE | 1.365% | 0 | 186.5042 | Commercial_2026_Economic_GWh_Before Competition Groups_Centrally controlled desktop PC/NETWORK PC POWER MANAGEMENT SOFTWARE
Commercial | Com ¦ Refrigerated Display Case Doors | 2026 | Economic | GWh | Before Competition Groups | 174.4303 | 0 | 0 | 13663.8118 | 0.012766 | 22 | Commercial_2026_Economic_GWh_Before Competition Groups_22 | Refrigerated Display Case Doors | 1.277% | 0 | 174.4303 | Commercial_2026_Economic_GWh_Before Competition Groups_Refrigerated Display Case Doors
Commercial | Com ¦ LED or Equivalent Sign Lighting | 2026 | Economic | GWh | Before Competition Groups | 157.5612 | 0 | 0 | 13663.8118 | 0.011531 | 23 | Commercial_2026_Economic_GWh_Before Competition Groups_23 | LED or Equivalent Sign Lighting | 1.153% | 0 | 157.5612 | Commercial_2026_Economic_GWh_Before Competition Groups_LED or Equivalent Sign Lighting
Commercial | Com ¦ Air Handler with Dedicated Outdoor Air Systems | 2026 | Economic | GWh | Before Competition Groups | 153.5313 | 0 | 0 | 13663.8118 | 0.011236 | 24 | Commercial_2026_Economic_GWh_Before Competition Groups_24 | Air Handler with Dedicated Outdoor Air Systems | 1.124% | 0 | 153.5313 | Commercial_2026_Economic_GWh_Before Competition Groups_Air Handler with Dedicated Outdoor Air Systems
Commercial | Com ¦ Adaptive Thermostats | 2026 | Economic | GWh | Before Competition Groups | 139.5928 | 0 | 0 | 13663.8118 | 0.010216 | 25 | Commercial_2026_Economic_GWh_Before Competition Groups_25 | Adaptive Thermostats | 1.022% | 0 | 139.5928 | Commercial_2026_Economic_GWh_Before Competition Groups_Adaptive Thermostats
Commercial | Com ¦ Unitary Air-Conditioning Unit | 2026 | Economic | GWh | Before Competition Groups | 118.6853 | 0 | 0 | 13663.8118 | 0.0086861 | 26 | Commercial_2026_Economic_GWh_Before Competition Groups_26 | Unitary Air-Conditioning Unit | 0.8686% | 0 | 118.6853 | Commercial_2026_Economic_GWh_Before Competition Groups_Unitary Air-Conditioning Unit
Commercial | Com ¦ ENERGY STAR LED LAMPS (General Service Lamps) | 2026 | Economic | GWh | Before Competition Groups | 116.1196 | 0 | 0 | 13663.8118 | 0.0084983 | 27 | Commercial_2026_Economic_GWh_Before Competition Groups_27 | ENERGY STAR LED LAMPS (General Service Lamps) | 0.8498% | 0 | 116.1196 | Commercial_2026_Economic_GWh_Before Competition Groups_ENERGY STAR LED LAMPS (General Service Lamps)
Commercial | Com ¦ ECM MOTORS FOR EVAPORATOR FANS for refrigeration (WALK-IN) | 2026 | Economic | GWh | Before Competition Groups | 95.2927 | 0 | 0 | 13663.8118 | 0.0069741 | 28 | Commercial_2026_Economic_GWh_Before Competition Groups_28 | ECM MOTORS FOR EVAPORATOR FANS for refrigeration (WALK-IN) | 0.6974% | 0 | 95.2927 | Commercial_2026_Economic_GWh_Before Competition Groups_ECM MOTORS FOR EVAPORATOR FANS for refrigeration (WALK-IN)
Commercial | Com ¦ Condensing Unit Heaters or other Efficient Unit Heating System | 2026 | Economic | GWh | Before Competition Groups | 91.3262 | 0 | 0 | 13663.8118 | 0.0066838 | 29 | Commercial_2026_Economic_GWh_Before Competition Groups_29 | Condensing Unit Heaters or other Efficient Unit Heating System | 0.6684% | 0 | 91.3262 | Commercial_2026_Economic_GWh_Before Competition Groups_Condensing Unit Heaters or other Efficient Unit Heating System
Commercial | Com ¦ Demand Control Kitchen Ventilation | 2026 | Economic | GWh | Before Competition Groups | 84.3635 | 0 | 0 | 13663.8118 | 0.0061742 | 30 | Commercial_2026_Economic_GWh_Before Competition Groups_30 | Demand Control Kitchen Ventilation | 0.6174% | 0 | 84.3635 | Commercial_2026_Economic_GWh_Before Competition Groups_Demand Control Kitchen Ventilation
Commercial | Com ¦ Refrigerated Display Case LED | 2026 | Economic | GWh | Before Competition Groups | 82.5188 | 0 | 0 | 13663.8118 | 0.0060392 | 31 | Commercial_2026_Economic_GWh_Before Competition Groups_31 | Refrigerated Display Case LED | 0.6039% | 0 | 82.5188 | Commercial_2026_Economic_GWh_Before Competition Groups_Refrigerated Display Case LED
Commercial | Com ¦ Freezer Case Light Sensor | 2026 | Economic | GWh | Before Competition Groups | 78.4847 | 0 | 0 | 13663.8118 | 0.005744 | 32 | Commercial_2026_Economic_GWh_Before Competition Groups_32 | Freezer Case Light Sensor | 0.5744% | 0 | 78.4847 | Commercial_2026_Economic_GWh_Before Competition Groups_Freezer Case Light Sensor
Commercial | Com ¦ Evaporator Fan Controls | 2026 | Economic | GWh | Before Competition Groups | 76.5584 | 0 | 0 | 13663.8118 | 0.005603 | 33 | Commercial_2026_Economic_GWh_Before Competition Groups_33 | Evaporator Fan Controls | 0.5603% | 0 | 76.5584 | Commercial_2026_Economic_GWh_Before Competition Groups_Evaporator Fan Controls
Commercial | Com ¦ Occupancy Sensors | 2026 | Economic | GWh | Before Competition Groups | 72.497 | 0 | 0 | 13663.8118 | 0.0053058 | 34 | Commercial_2026_Economic_GWh_Before Competition Groups_34 | Occupancy Sensors | 0.5306% | 0 | 72.497 | Commercial_2026_Economic_GWh_Before Competition Groups_Occupancy Sensors
Commercial | Com ¦ Elec Storage WH 2.30 Et | 2026 | Economic | GWh | Before Competition Groups | 40.2482 | 0 | 0 | 13663.8118 | 0.0029456 | 35 | Commercial_2026_Economic_GWh_Before Competition Groups_35 | Elec Storage WH 2.30 Et | 0.2946% | 0 | 40.2482 | Commercial_2026_Economic_GWh_Before Competition Groups_Elec Storage WH 2.30 Et
Commercial | Com ¦ BEVERAGE VENDING MACHINE CONTROLS | 2026 | Economic | GWh | Before Competition Groups | 38.0921 | 0 | 0 | 13663.8118 | 0.0027878 | 36 | Commercial_2026_Economic_GWh_Before Competition Groups_36 | BEVERAGE VENDING MACHINE CONTROLS | 0.2788% | 0 | 38.0921 | Commercial_2026_Economic_GWh_Before Competition Groups_BEVERAGE VENDING MACHINE CONTROLS
Commercial | Com ¦ Door Gasket Freezer/Refrigerator | 2026 | Economic | GWh | Before Competition Groups | 36.4885 | 0 | 0 | 13663.8118 | 0.0026705 | 37 | Commercial_2026_Economic_GWh_Before Competition Groups_37 | Door Gasket Freezer/Refrigerator | 0.267% | 0 | 36.4885 | Commercial_2026_Economic_GWh_Before Competition Groups_Door Gasket Freezer/Refrigerator
Commercial | Com ¦ Networked/Connected - Low Impact Application | 2026 | Economic | GWh | Before Competition Groups | 34.5481 | 0 | 0 | 13663.8118 | 0.0025284 | 38 | Commercial_2026_Economic_GWh_Before Competition Groups_38 | Networked/Connected - Low Impact Application | 0.2528% | 0 | 34.5481 | Commercial_2026_Economic_GWh_Before Competition Groups_Networked/Connected - Low Impact Application
Commercial | Com ¦ Temperature Adjustment in Commercial Freezers | 2026 | Economic | GWh | Before Competition Groups | 29.2751 | 0 | 0 | 13663.8118 | 0.0021425 | 39 | Commercial_2026_Economic_GWh_Before Competition Groups_39 | Temperature Adjustment in Commercial Freezers | 0.2143% | 0 | 29.2751 | Commercial_2026_Economic_GWh_Before Competition Groups_Temperature Adjustment in Commercial Freezers
Commercial | Com ¦ Networked/Connected - High Impact Application | 2026 | Economic | GWh | Before Competition Groups | 28.9384 | 0 | 0 | 13663.8118 | 0.0021179 | 40 | Commercial_2026_Economic_GWh_Before Competition Groups_40 | Networked/Connected - High Impact Application | 0.2118% | 0 | 28.9384 | Commercial_2026_Economic_GWh_Before Competition Groups_Networked/Connected - High Impact Application
Commercial | Com ¦ Chilled Water Optimization | 2026 | Economic | GWh | Before Competition Groups | 28.7325 | 0 | 0 | 13663.8118 | 0.0021028 | 41 | Commercial_2026_Economic_GWh_Before Competition Groups_41 | Chilled Water Optimization | 0.2103% | 0 | 28.7325 | Commercial_2026_Economic_GWh_Before Competition Groups_Chilled Water Optimization
Commercial | Com ¦ CO Sensors for parking garage exhaust fans | 2026 | Economic | GWh | Before Competition Groups | 28.2577 | 0 | 0 | 13663.8118 | 0.0020681 | 42 | Commercial_2026_Economic_GWh_Before Competition Groups_42 | CO Sensors for parking garage exhaust fans | 0.2068% | 0 | 28.2577 | Commercial_2026_Economic_GWh_Before Competition Groups_CO Sensors for parking garage exhaust fans
Commercial | Com ¦ ENERGY STAR Griddle (74% eff) | 2026 | Economic | GWh | Before Competition Groups | 27.9837 | 0 | 0 | 13663.8118 | 0.002048 | 43 | Commercial_2026_Economic_GWh_Before Competition Groups_43 | ENERGY STAR Griddle (74% eff) | 0.2048% | 0 | 27.9837 | Commercial_2026_Economic_GWh_Before Competition Groups_ENERGY STAR Griddle (74% eff)
Commercial | Com ¦ Energy Efficient Laboratory Fume Hood | 2026 | Economic | GWh | Before Competition Groups | 26.0738 | 0 | 0 | 13663.8118 | 0.0019082 | 44 | Commercial_2026_Economic_GWh_Before Competition Groups_44 | Energy Efficient Laboratory Fume Hood | 0.1908% | 0 | 26.0738 | Commercial_2026_Economic_GWh_Before Competition Groups_Energy Efficient Laboratory Fume Hood
Commercial | Com ¦ Vertical Night Covers | 2026 | Economic | GWh | Before Competition Groups | 22.7095 | 0 | 0 | 13663.8118 | 0.001662 | 45 | Commercial_2026_Economic_GWh_Before Competition Groups_45 | Vertical Night Covers | 0.1662% | 0 | 22.7095 | Commercial_2026_Economic_GWh_Before Competition Groups_Vertical Night Covers
Commercial | Com ¦ Water Source Heat Pump (4 ton) | 2026 | Economic | GWh | Before Competition Groups | 21.7256 | 0 | 0 | 13663.8118 | 0.00159 | 46 | Commercial_2026_Economic_GWh_Before Competition Groups_46 | Water Source Heat Pump (4 ton) | 0.159% | 0 | 21.7256 | Commercial_2026_Economic_GWh_Before Competition Groups_Water Source Heat Pump (4 ton)
Commercial | Com ¦ Duct Insulation, R8 | 2026 | Economic | GWh | Before Competition Groups | 20.2176 | 0 | 0 | 13663.8118 | 0.0014796 | 47 | Commercial_2026_Economic_GWh_Before Competition Groups_47 | Duct Insulation, R8 | 0.148% | 0 | 20.2176 | Commercial_2026_Economic_GWh_Before Competition Groups_Duct Insulation, R8
Commercial | Com ¦ Water Heating (DHW) Pipe Insulation (Add 3/4\ Foam)" | 2026 | Economic | GWh | Before Competition Groups | 19.5464 | 0 | 0 | 13663.8118 | 0.0014305 | 48 | Commercial_2026_Economic_GWh_Before Competition Groups_48 | Water Heating (DHW) Pipe Insulation (Add 3/4\ Foam)" | 0.1431% | 0 | 19.5464 | Commercial_2026_Economic_GWh_Before Competition Groups_Water Heating (DHW) Pipe Insulation (Add 3/4\ Foam)"
Commercial | Com ¦ Outside Air Economizer | 2026 | Economic | GWh | Before Competition Groups | 16.5415 | 0 | 0 | 13663.8118 | 0.0012106 | 49 | Commercial_2026_Economic_GWh_Before Competition Groups_49 | Outside Air Economizer | 0.1211% | 0 | 16.5415 | Commercial_2026_Economic_GWh_Before Competition Groups_Outside Air Economizer
Commercial | Com ¦ Suction Pipe Insulation Freezer/Refrigerator | 2026 | Economic | GWh | Before Competition Groups | 12.4117 | 0 | 0 | 13663.8118 | 0.00090836 | 50 | Commercial_2026_Economic_GWh_Before Competition Groups_50 | Suction Pipe Insulation Freezer/Refrigerator | 0.09084% | 0 | 12.4117 | Commercial_2026_Economic_GWh_Before Competition Groups_Suction Pipe Insulation Freezer/Refrigerator
Commercial | Com ¦ ENERGY STAR Dishwasher | 2026 | Economic | GWh | Before Competition Groups | 10.3696 | 0 | 0 | 13663.8118 | 0.00075891 | 51 | Commercial_2026_Economic_GWh_Before Competition Groups_51 | ENERGY STAR Dishwasher | 0.07589% | 0 | 10.3696 | Commercial_2026_Economic_GWh_Before Competition Groups_ENERGY STAR Dishwasher
Commercial | Com ¦ ENERGY STAR Fryer (84% eff) | 2026 | Economic | GWh | Before Competition Groups | 9.8852 | 0 | 0 | 13663.8118 | 0.00072346 | 52 | Commercial_2026_Economic_GWh_Before Competition Groups_52 | ENERGY STAR Fryer (84% eff) | 0.07235% | 0 | 9.8852 | Commercial_2026_Economic_GWh_Before Competition Groups_ENERGY STAR Fryer (84% eff)
Commercial | Com ¦ Ozone Laundry Treatment | 2026 | Economic | GWh | Before Competition Groups | 6.2293 | 0 | 0 | 13663.8118 | 0.0004559 | 53 | Commercial_2026_Economic_GWh_Before Competition Groups_53 | Ozone Laundry Treatment | 0.04559% | 0 | 6.2293 | Commercial_2026_Economic_GWh_Before Competition Groups_Ozone Laundry Treatment
Commercial | Com ¦ High Efficiency Small Instantaneous Water Heater | 2026 | Economic | GWh | Before Competition Groups | 5.161 | 0 | 0 | 13663.8118 | 0.00037771 | 54 | Commercial_2026_Economic_GWh_Before Competition Groups_54 | High Efficiency Small Instantaneous Water Heater | 0.03777% | 0 | 5.161 | Commercial_2026_Economic_GWh_Before Competition Groups_High Efficiency Small Instantaneous Water Heater
Commercial | Com ¦ ENERGY STAR Steam Cookers | 2026 | Economic | GWh | Before Competition Groups | 4.8436 | 0 | 0 | 13663.8118 | 0.00035449 | 55 | Commercial_2026_Economic_GWh_Before Competition Groups_55 | ENERGY STAR Steam Cookers | 0.03545% | 0 | 4.8436 | Commercial_2026_Economic_GWh_Before Competition Groups_ENERGY STAR Steam Cookers
Commercial | Com ¦ Demand controlled Circulating Systems | 2026 | Economic | GWh | Before Competition Groups | 4.1886 | 0 | 0 | 13663.8118 | 0.00030655 | 56 | Commercial_2026_Economic_GWh_Before Competition Groups_56 | Demand controlled Circulating Systems | 0.03065% | 0 | 4.1886 | Commercial_2026_Economic_GWh_Before Competition Groups_Demand controlled Circulating Systems
Commercial | Com ¦ Condensing Make Up Air Unit | 2026 | Economic | GWh | Before Competition Groups | 3.3188 | 0 | 0 | 13663.8118 | 0.00024289 | 57 | Commercial_2026_Economic_GWh_Before Competition Groups_57 | Condensing Make Up Air Unit | 0.02429% | 0 | 3.3188 | Commercial_2026_Economic_GWh_Before Competition Groups_Condensing Make Up Air Unit
Commercial | Com ¦ ECM MOTORS FOR HVAC APPLICATION (FAN-POWERED VAV BOX) | 2026 | Economic | GWh | Before Competition Groups | 2.6241 | 0 | 0 | 13663.8118 | 0.00019205 | 58 | Commercial_2026_Economic_GWh_Before Competition Groups_58 | ECM MOTORS FOR HVAC APPLICATION (FAN-POWERED VAV BOX) | 0.0192% | 0 | 2.6241 | Commercial_2026_Economic_GWh_Before Competition Groups_ECM MOTORS FOR HVAC APPLICATION (FAN-POWERED VAV BOX)
Commercial | Com ¦ Solar Water Preheat (Pools/DHW) | 2026 | Economic | GWh | Before Competition Groups | 2.2923 | 0 | 0 | 13663.8118 | 0.00016777 | 59 | Commercial_2026_Economic_GWh_Before Competition Groups_59 | Solar Water Preheat (Pools/DHW) | 0.01678% | 0 | 2.2923 | Commercial_2026_Economic_GWh_Before Competition Groups_Solar Water Preheat (Pools/DHW)
Commercial | Com ¦ Thermostat Setback | 2026 | Economic | GWh | Before Competition Groups | 2.1527 | 0 | 0 | 13663.8118 | 0.00015755 | 60 | Commercial_2026_Economic_GWh_Before Competition Groups_60 | Thermostat Setback | 0.01575% | 0 | 2.1527 | Commercial_2026_Economic_GWh_Before Competition Groups_Thermostat Setback
Commercial | Com ¦ Notched V belts for HVAC Systems | 2026 | Economic | GWh | Before Competition Groups | 2.0855 | 0 | 0 | 13663.8118 | 0.00015263 | 61 | Commercial_2026_Economic_GWh_Before Competition Groups_61 | Notched V belts for HVAC Systems | 0.01526% | 0 | 2.0855 | Commercial_2026_Economic_GWh_Before Competition Groups_Notched V belts for HVAC Systems
Commercial | Com ¦ PTAC (12 EER/10,000 BTU) | 2026 | Economic | GWh | Before Competition Groups | 1.6399 | 0 | 0 | 13663.8118 | 0.00012002 | 62 | Commercial_2026_Economic_GWh_Before Competition Groups_62 | PTAC (12 EER/10,000 BTU) | 0.012% | 0 | 1.6399 | Commercial_2026_Economic_GWh_Before Competition Groups_PTAC (12 EER/10,000 BTU)
Commercial | Com ¦ Auto Off Time Switch or Time Clock control | 2026 | Economic | GWh | Before Competition Groups | 1.2976 | 0 | 0 | 13663.8118 | 9.4964e-05 | 63 | Commercial_2026_Economic_GWh_Before Competition Groups_63 | Auto Off Time Switch or Time Clock control | 0.009496% | 0 | 1.2976 | Commercial_2026_Economic_GWh_Before Competition Groups_Auto Off Time Switch or Time Clock control
Commercial | Com ¦ CEE Tier 2/Energy Star Clothes Washers | 2026 | Economic | GWh | Before Competition Groups | 1.1056 | 0 | 0 | 13663.8118 | 8.0914e-05 | 64 | Commercial_2026_Economic_GWh_Before Competition Groups_64 | CEE Tier 2/Energy Star Clothes Washers | 0.008091% | 0 | 1.1056 | Commercial_2026_Economic_GWh_Before Competition Groups_CEE Tier 2/Energy Star Clothes Washers
Commercial | COM ¦ Ductless Mini-Split Heat Pumps | 2026 | Economic | GWh | Before Competition Groups | 0.88152 | 0 | 0 | 13663.8118 | 6.4515e-05 | 65 | Commercial_2026_Economic_GWh_Before Competition Groups_65 | Ductless Mini-Split Heat Pumps | 0.006451% | 0 | 0.88152 | Commercial_2026_Economic_GWh_Before Competition Groups_Ductless Mini-Split Heat Pumps
Commercial | Com ¦ Low Flow Pre-Rinse Spray Nozzle | 2026 | Economic | GWh | Before Competition Groups | 0.7429 | 0 | 0 | 13663.8118 | 5.437e-05 | 66 | Commercial_2026_Economic_GWh_Before Competition Groups_66 | Low Flow Pre-Rinse Spray Nozzle | 0.005437% | 0 | 0.7429 | Commercial_2026_Economic_GWh_Before Competition Groups_Low Flow Pre-Rinse Spray Nozzle
Commercial | Com ¦ Commercial Hot Food Holding Cabinets | 2026 | Economic | GWh | Before Competition Groups | 0.4246 | 0 | 0 | 13663.8118 | 3.1075e-05 | 67 | Commercial_2026_Economic_GWh_Before Competition Groups_67 | Commercial Hot Food Holding Cabinets | 0.003107% | 0 | 0.4246 | Commercial_2026_Economic_GWh_Before Competition Groups_Commercial Hot Food Holding Cabinets
Commercial | Com ¦ HVAC Optimization | 2026 | Economic | GWh | Before Competition Groups | 0.3899 | 0 | 0 | 13663.8118 | 2.8536e-05 | 68 | Commercial_2026_Economic_GWh_Before Competition Groups_68 | HVAC Optimization | 0.002854% | 0 | 0.3899 | Commercial_2026_Economic_GWh_Before Competition Groups_HVAC Optimization
Commercial | Com ¦ Energy Recovery Ventilation and Ventilation (Enhanced) | 2026 | Economic | GWh | Before Competition Groups | 0.35888 | 0 | 0 | 13663.8118 | 2.6265e-05 | 69 | Commercial_2026_Economic_GWh_Before Competition Groups_69 | Energy Recovery Ventilation and Ventilation (Enhanced) | 0.002626% | 0 | 0.35888 | Commercial_2026_Economic_GWh_Before Competition Groups_Energy Recovery Ventilation and Ventilation (Enhanced)
Commercial | Com ¦ Wall Insulation | 2026 | Economic | GWh | Before Competition Groups | 0.18572 | 0 | 0 | 13663.8118 | 1.3592e-05 | 70 | Commercial_2026_Economic_GWh_Before Competition Groups_70 | Wall Insulation | 0.001359% | 0 | 0.18572 | Commercial_2026_Economic_GWh_Before Competition Groups_Wall Insulation
Commercial | Com ¦ Room AC (w/ louvered sides) 14 SEER from 12 SEER code | 2026 | Economic | GWh | Before Competition Groups | 0.098258 | 0 | 0 | 13663.8118 | 7.1911e-06 | 71 | Commercial_2026_Economic_GWh_Before Competition Groups_71 | Room AC (w/ louvered sides) 14 SEER from 12 SEER code | 0.0007191% | 0 | 0.098258 | Commercial_2026_Economic_GWh_Before Competition Groups_Room AC (w/ louvered sides) 14 SEER from 12 SEER code
Commercial | Com ¦ Air Curtains | 2026 | Economic | GWh | Before Competition Groups | 0.052841 | 0 | 0 | 13663.8118 | 3.8672e-06 | 72 | Commercial_2026_Economic_GWh_Before Competition Groups_72 | Air Curtains | 0.0003867% | 0 | 0.052841 | Commercial_2026_Economic_GWh_Before Competition Groups_Air Curtains
Commercial | Com ¦ EC Plug Fan for Data Center (under cabinet) | 2026 | Economic | GWh | Before Competition Groups | 0.0443 | 0 | 0 | 13663.8118 | 3.2422e-06 | 73 | Commercial_2026_Economic_GWh_Before Competition Groups_73 | EC Plug Fan for Data Center (under cabinet) | 0.0003242% | 0 | 0.0443 | Commercial_2026_Economic_GWh_Before Competition Groups_EC Plug Fan for Data Center (under cabinet)
Commercial | Com ¦ High Efficiency Chiller (avg of water and air cooled) | 2026 | Economic | GWh | Before Competition Groups | 0.038894 | 0 | 0 | 13663.8118 | 2.8465e-06 | 74 | Commercial_2026_Economic_GWh_Before Competition Groups_74 | High Efficiency Chiller (avg of water and air cooled) | 0.0002847% | 0 | 0.038894 | Commercial_2026_Economic_GWh_Before Competition Groups_High Efficiency Chiller (avg of water and air cooled)
Commercial | Com ¦ VSD Air Compressor | 2026 | Economic | GWh | Before Competition Groups | 0.033645 | 0 | 0 | 13663.8118 | 2.4624e-06 | 75 | Commercial_2026_Economic_GWh_Before Competition Groups_75 | VSD Air Compressor | 0.0002462% | 0 | 0.033645 | Commercial_2026_Economic_GWh_Before Competition Groups_VSD Air Compressor
Commercial | Com ¦ LED RECESSED DOWNLIGHTS | 2026 | Economic | GWh | Before Competition Groups | 0.024507 | 0 | 0 | 13663.8118 | 1.7936e-06 | 76 | Commercial_2026_Economic_GWh_Before Competition Groups_76 | LED RECESSED DOWNLIGHTS | 0.0001794% | 0 | 0.024507 | Commercial_2026_Economic_GWh_Before Competition Groups_LED RECESSED DOWNLIGHTS
Commercial | Com ¦ Electric Convection Combination Ovens | 2026 | Economic | GWh | Before Competition Groups | 0.0026152 | 0 | 0 | 13663.8118 | 1.914e-07 | 77 | Commercial_2026_Economic_GWh_Before Competition Groups_77 | Electric Convection Combination Ovens | 1.914e-05% | 0 | 0.0026152 | Commercial_2026_Economic_GWh_Before Competition Groups_Electric Convection Combination Ovens
Commercial | Com ¦ Efficient compressor motor | 2026 | Economic | GWh | Before Competition Groups | 0 | 0 | 0 | 13663.8118 | 0 | 78 | Commercial_2026_Economic_GWh_Before Competition Groups_78 | Efficient compressor motor | 0% | 0 | 0 | Commercial_2026_Economic_GWh_Before Competition Groups_Efficient compressor motor
Commercial | Com ¦ Indoor Daylight Sensors/Photocell Dimming Control | 2026 | Economic | GWh | Before Competition Groups | 0 | 0 | 0 | 13663.8118 | 0 | 79 | Commercial_2026_Economic_GWh_Before Competition Groups_79 | Indoor Daylight Sensors/Photocell Dimming Control | 0% | 0 | 0 | Commercial_2026_Economic_GWh_Before Competition Groups_Indoor Daylight Sensors/Photocell Dimming Control
Commercial | Com ¦ Variable Refrigerant Flow Heat Pump | 2026 | Economic | GWh | Before Competition Groups | 0 | 0 | 0 | 13663.8118 | 0 | 80 | Commercial_2026_Economic_GWh_Before Competition Groups_80 | Variable Refrigerant Flow Heat Pump | 0% | 0 | 0 | Commercial_2026_Economic_GWh_Before Competition Groups_Variable Refrigerant Flow Heat Pump
Commercial | Com ¦ ENERGY STAR LED LAMPS (REFLECTOR LAMPs/MR16/PAR 16) | 2026 | SC A | GWh | Before Competition Groups | 702.5254 | 0 | 0 | 4955.113 | 0.14178 | 1 | Commercial_2026_SC A_GWh_Before Competition Groups_1 | ENERGY STAR LED LAMPS (REFLECTOR LAMPs/MR16/PAR 16) | 14.18% | 0 | 702.5254 | Commercial_2026_SC A_GWh_Before Competition Groups_ENERGY STAR LED LAMPS (REFLECTOR LAMPs/MR16/PAR 16)
Commercial | Com ¦ LED Troffer/Surface/Suspended | 2026 | SC A | GWh | Before Competition Groups | 504.9211 | 0 | 0 | 4955.113 | 0.1019 | 2 | Commercial_2026_SC A_GWh_Before Competition Groups_2 | LED Troffer/Surface/Suspended | 10.19% | 0 | 504.9211 | Commercial_2026_SC A_GWh_Before Competition Groups_LED Troffer/Surface/Suspended
Commercial | Com ¦ LED Low/High Bay | 2026 | SC A | GWh | Before Competition Groups | 491.6278 | 0 | 0 | 4955.113 | 0.099216 | 3 | Commercial_2026_SC A_GWh_Before Competition Groups_3 | LED Low/High Bay | 9.922% | 0 | 491.6278 | Commercial_2026_SC A_GWh_Before Competition Groups_LED Low/High Bay
Commercial | Com ¦ LED EXTERIOR AREA LIGHTS - LED fixture (200W) | 2026 | SC A | GWh | Before Competition Groups | 437.8765 | 0 | 0 | 4955.113 | 0.088369 | 4 | Commercial_2026_SC A_GWh_Before Competition Groups_4 | LED EXTERIOR AREA LIGHTS - LED fixture (200W) | 8.837% | 0 | 437.8765 | Commercial_2026_SC A_GWh_Before Competition Groups_LED EXTERIOR AREA LIGHTS - LED fixture (200W)
Commercial | Com ¦ LED parking lot fixture | 2026 | SC A | GWh | Before Competition Groups | 426.2871 | 0 | 0 | 4955.113 | 0.08603 | 5 | Commercial_2026_SC A_GWh_Before Competition Groups_5 | LED parking lot fixture | 8.603% | 0 | 426.2871 | Commercial_2026_SC A_GWh_Before Competition Groups_LED parking lot fixture
Commercial | Com ¦ LED Replacement Lamp (Tube) | 2026 | SC A | GWh | Before Competition Groups | 344.4779 | 0 | 0 | 4955.113 | 0.06952 | 6 | Commercial_2026_SC A_GWh_Before Competition Groups_6 | LED Replacement Lamp (Tube) | 6.952% | 0 | 344.4779 | Commercial_2026_SC A_GWh_Before Competition Groups_LED Replacement Lamp (Tube)
Commercial | Com ¦ LED street light fixture | 2026 | SC A | GWh | Before Competition Groups | 251.1945 | 0 | 0 | 4955.113 | 0.050694 | 7 | Commercial_2026_SC A_GWh_Before Competition Groups_7 | LED street light fixture | 5.069% | 0 | 251.1945 | Commercial_2026_SC A_GWh_Before Competition Groups_LED street light fixture
Commercial | Com ¦ Building Recommissioning, Operations and Maintenance (O&M) Improvements | 2026 | SC A | GWh | Before Competition Groups | 233.9247 | 0 | 0 | 4955.113 | 0.047209 | 8 | Commercial_2026_SC A_GWh_Before Competition Groups_8 | Building Recommissioning, Operations and Maintenance (O&M) Improvements | 4.721% | 0 | 233.9247 | Commercial_2026_SC A_GWh_Before Competition Groups_Building Recommissioning, Operations and Maintenance (O&M) Improvements
Commercial | Com ¦ Furnace Tune-Up | 2026 | SC A | GWh | Before Competition Groups | 156.1771 | 0 | 0 | 4955.113 | 0.031518 | 9 | Commercial_2026_SC A_GWh_Before Competition Groups_9 | Furnace Tune-Up | 3.152% | 0 | 156.1771 | Commercial_2026_SC A_GWh_Before Competition Groups_Furnace Tune-Up
Commercial | Com ¦ Data Center Storage/Server Virtualization | 2026 | SC A | GWh | Before Competition Groups | 155.8053 | 0 | 0 | 4955.113 | 0.031443 | 10 | Commercial_2026_SC A_GWh_Before Competition Groups_10 | Data Center Storage/Server Virtualization | 3.144% | 0 | 155.8053 | Commercial_2026_SC A_GWh_Before Competition Groups_Data Center Storage/Server Virtualization
Commercial | Com ¦ Reach-in Shaded Pole to ECM/PSC Evaporator Fan Motor | 2026 | SC A | GWh | Before Competition Groups | 125.1238 | 0 | 0 | 4955.113 | 0.025251 | 11 | Commercial_2026_SC A_GWh_Before Competition Groups_11 | Reach-in Shaded Pole to ECM/PSC Evaporator Fan Motor | 2.525% | 0 | 125.1238 | Commercial_2026_SC A_GWh_Before Competition Groups_Reach-in Shaded Pole to ECM/PSC Evaporator Fan Motor
Commercial | Com ¦ High Efficiency Air Source Heat Pump | 2026 | SC A | GWh | Before Competition Groups | 123.2283 | 0 | 0 | 4955.113 | 0.024869 | 12 | Commercial_2026_SC A_GWh_Before Competition Groups_12 | High Efficiency Air Source Heat Pump | 2.487% | 0 | 123.2283 | Commercial_2026_SC A_GWh_Before Competition Groups_High Efficiency Air Source Heat Pump
Commercial | Com ¦ ENERGY STAR LED LAMPS (General Service Lamps) | 2026 | SC A | GWh | Before Competition Groups | 90.6591 | 0 | 0 | 4955.113 | 0.018296 | 13 | Commercial_2026_SC A_GWh_Before Competition Groups_13 | ENERGY STAR LED LAMPS (General Service Lamps) | 1.83% | 0 | 90.6591 | Commercial_2026_SC A_GWh_Before Competition Groups_ENERGY STAR LED LAMPS (General Service Lamps)
Commercial | Com ¦ LED or Equivalent Sign Lighting | 2026 | SC A | GWh | Before Competition Groups | 83.589 | 0 | 0 | 4955.113 | 0.016869 | 14 | Commercial_2026_SC A_GWh_Before Competition Groups_14 | LED or Equivalent Sign Lighting | 1.687% | 0 | 83.589 | Commercial_2026_SC A_GWh_Before Competition Groups_LED or Equivalent Sign Lighting
Commercial | Com ¦ Education and Capacity Building/Energy Behavior | 2026 | SC A | GWh | Before Competition Groups | 81.2132 | 0 | 0 | 4955.113 | 0.01639 | 15 | Commercial_2026_SC A_GWh_Before Competition Groups_15 | Education and Capacity Building/Energy Behavior | 1.639% | 0 | 81.2132 | Commercial_2026_SC A_GWh_Before Competition Groups_Education and Capacity Building/Energy Behavior
Commercial | Com ¦ Strip Curtains | 2026 | SC A | GWh | Before Competition Groups | 78.6994 | 0 | 0 | 4955.113 | 0.015882 | 16 | Commercial_2026_SC A_GWh_Before Competition Groups_16 | Strip Curtains | 1.588% | 0 | 78.6994 | Commercial_2026_SC A_GWh_Before Competition Groups_Strip Curtains
Commercial | Com ¦ Refrigerated Display Case Doors | 2026 | SC A | GWh | Before Competition Groups | 67.3269 | 0 | 0 | 4955.113 | 0.013587 | 17 | Commercial_2026_SC A_GWh_Before Competition Groups_17 | Refrigerated Display Case Doors | 1.359% | 0 | 67.3269 | Commercial_2026_SC A_GWh_Before Competition Groups_Refrigerated Display Case Doors
Commercial | Com ¦ Advanced BAS/Controllers | 2026 | SC A | GWh | Before Competition Groups | 56.8543 | 0 | 0 | 4955.113 | 0.011474 | 18 | Commercial_2026_SC A_GWh_Before Competition Groups_18 | Advanced BAS/Controllers | 1.147% | 0 | 56.8543 | Commercial_2026_SC A_GWh_Before Competition Groups_Advanced BAS/Controllers
Commercial | Com ¦ Centrally controlled desktop PC/NETWORK PC POWER MANAGEMENT SOFTWARE | 2026 | SC A | GWh | Before Competition Groups | 55.3583 | 0 | 0 | 4955.113 | 0.011172 | 19 | Commercial_2026_SC A_GWh_Before Competition Groups_19 | Centrally controlled desktop PC/NETWORK PC POWER MANAGEMENT SOFTWARE | 1.117% | 0 | 55.3583 | Commercial_2026_SC A_GWh_Before Competition Groups_Centrally controlled desktop PC/NETWORK PC POWER MANAGEMENT SOFTWARE
Commercial | Com ¦ Variable Frequency Drive (VFD) | 2026 | SC A | GWh | Before Competition Groups | 52.0436 | 0 | 0 | 4955.113 | 0.010503 | 20 | Commercial_2026_SC A_GWh_Before Competition Groups_20 | Variable Frequency Drive (VFD) | 1.05% | 0 | 52.0436 | Commercial_2026_SC A_GWh_Before Competition Groups_Variable Frequency Drive (VFD)
Commercial | Com ¦ Demand Control Ventilation | 2026 | SC A | GWh | Before Competition Groups | 49.0918 | 0 | 0 | 4955.113 | 0.0099073 | 21 | Commercial_2026_SC A_GWh_Before Competition Groups_21 | Demand Control Ventilation | 0.9907% | 0 | 49.0918 | Commercial_2026_SC A_GWh_Before Competition Groups_Demand Control Ventilation
Commercial | Com ¦ VFD on Pumps | 2026 | SC A | GWh | Before Competition Groups | 48.3231 | 0 | 0 | 4955.113 | 0.0097522 | 22 | Commercial_2026_SC A_GWh_Before Competition Groups_22 | VFD on Pumps | 0.9752% | 0 | 48.3231 | Commercial_2026_SC A_GWh_Before Competition Groups_VFD on Pumps
Commercial | Com ¦ Adaptive Thermostats | 2026 | SC A | GWh | Before Competition Groups | 37.4982 | 0 | 0 | 4955.113 | 0.0075676 | 23 | Commercial_2026_SC A_GWh_Before Competition Groups_23 | Adaptive Thermostats | 0.7568% | 0 | 37.4982 | Commercial_2026_SC A_GWh_Before Competition Groups_Adaptive Thermostats
Commercial | Com ¦ Air Handler with Dedicated Outdoor Air Systems | 2026 | SC A | GWh | Before Competition Groups | 24.4813 | 0 | 0 | 4955.113 | 0.0049406 | 24 | Commercial_2026_SC A_GWh_Before Competition Groups_24 | Air Handler with Dedicated Outdoor Air Systems | 0.4941% | 0 | 24.4813 | Commercial_2026_SC A_GWh_Before Competition Groups_Air Handler with Dedicated Outdoor Air Systems
Commercial | Com ¦ ECM MOTORS FOR EVAPORATOR FANS for refrigeration (WALK-IN) | 2026 | SC A | GWh | Before Competition Groups | 24.2561 | 0 | 0 | 4955.113 | 0.0048952 | 25 | Commercial_2026_SC A_GWh_Before Competition Groups_25 | ECM MOTORS FOR EVAPORATOR FANS for refrigeration (WALK-IN) | 0.4895% | 0 | 24.2561 | Commercial_2026_SC A_GWh_Before Competition Groups_ECM MOTORS FOR EVAPORATOR FANS for refrigeration (WALK-IN)
Commercial | Com ¦ Condensing Unit Heaters or other Efficient Unit Heating System | 2026 | SC A | GWh | Before Competition Groups | 23.4844 | 0 | 0 | 4955.113 | 0.0047394 | 26 | Commercial_2026_SC A_GWh_Before Competition Groups_26 | Condensing Unit Heaters or other Efficient Unit Heating System | 0.4739% | 0 | 23.4844 | Commercial_2026_SC A_GWh_Before Competition Groups_Condensing Unit Heaters or other Efficient Unit Heating System
Commercial | Com ¦ Refrigerated Display Case LED | 2026 | SC A | GWh | Before Competition Groups | 21.1666 | 0 | 0 | 4955.113 | 0.0042717 | 27 | Commercial_2026_SC A_GWh_Before Competition Groups_27 | Refrigerated Display Case LED | 0.4272% | 0 | 21.1666 | Commercial_2026_SC A_GWh_Before Competition Groups_Refrigerated Display Case LED
Commercial | Com ¦ Demand Control Kitchen Ventilation | 2026 | SC A | GWh | Before Competition Groups | 20.2532 | 0 | 0 | 4955.113 | 0.0040873 | 28 | Commercial_2026_SC A_GWh_Before Competition Groups_28 | Demand Control Kitchen Ventilation | 0.4087% | 0 | 20.2532 | Commercial_2026_SC A_GWh_Before Competition Groups_Demand Control Kitchen Ventilation
Commercial | Com ¦ Evaporator Fan Controls | 2026 | SC A | GWh | Before Competition Groups | 19.4192 | 0 | 0 | 4955.113 | 0.003919 | 29 | Commercial_2026_SC A_GWh_Before Competition Groups_29 | Evaporator Fan Controls | 0.3919% | 0 | 19.4192 | Commercial_2026_SC A_GWh_Before Competition Groups_Evaporator Fan Controls
Commercial | Com ¦ Freezer Case Light Sensor | 2026 | SC A | GWh | Before Competition Groups | 16.2918 | 0 | 0 | 4955.113 | 0.0032879 | 30 | Commercial_2026_SC A_GWh_Before Competition Groups_30 | Freezer Case Light Sensor | 0.3288% | 0 | 16.2918 | Commercial_2026_SC A_GWh_Before Competition Groups_Freezer Case Light Sensor
Commercial | Com ¦ ENERGY STAR Griddle (74% eff) | 2026 | SC A | GWh | Before Competition Groups | 16.0894 | 0 | 0 | 4955.113 | 0.003247 | 31 | Commercial_2026_SC A_GWh_Before Competition Groups_31 | ENERGY STAR Griddle (74% eff) | 0.3247% | 0 | 16.0894 | Commercial_2026_SC A_GWh_Before Competition Groups_ENERGY STAR Griddle (74% eff)
Commercial | Com ¦ Door Gasket Freezer/Refrigerator | 2026 | SC A | GWh | Before Competition Groups | 15.0917 | 0 | 0 | 4955.113 | 0.0030457 | 32 | Commercial_2026_SC A_GWh_Before Competition Groups_32 | Door Gasket Freezer/Refrigerator | 0.3046% | 0 | 15.0917 | Commercial_2026_SC A_GWh_Before Competition Groups_Door Gasket Freezer/Refrigerator
Commercial | Com ¦ Occupancy Sensors | 2026 | SC A | GWh | Before Competition Groups | 13.6002 | 0 | 0 | 4955.113 | 0.0027447 | 33 | Commercial_2026_SC A_GWh_Before Competition Groups_33 | Occupancy Sensors | 0.2745% | 0 | 13.6002 | Commercial_2026_SC A_GWh_Before Competition Groups_Occupancy Sensors
Commercial | Com ¦ Unitary Air-Conditioning Unit | 2026 | SC A | GWh | Before Competition Groups | 13.5623 | 0 | 0 | 4955.113 | 0.002737 | 34 | Commercial_2026_SC A_GWh_Before Competition Groups_34 | Unitary Air-Conditioning Unit | 0.2737% | 0 | 13.5623 | Commercial_2026_SC A_GWh_Before Competition Groups_Unitary Air-Conditioning Unit
Commercial | Com ¦ Chilled Water Optimization | 2026 | SC A | GWh | Before Competition Groups | 10.6767 | 0 | 0 | 4955.113 | 0.0021547 | 35 | Commercial_2026_SC A_GWh_Before Competition Groups_35 | Chilled Water Optimization | 0.2155% | 0 | 10.6767 | Commercial_2026_SC A_GWh_Before Competition Groups_Chilled Water Optimization
Commercial | Com ¦ Elec Storage WH 2.30 Et | 2026 | SC A | GWh | Before Competition Groups | 7.8644 | 0 | 0 | 4955.113 | 0.0015871 | 36 | Commercial_2026_SC A_GWh_Before Competition Groups_36 | Elec Storage WH 2.30 Et | 0.1587% | 0 | 7.8644 | Commercial_2026_SC A_GWh_Before Competition Groups_Elec Storage WH 2.30 Et
Commercial | Com ¦ Temperature Adjustment in Commercial Freezers | 2026 | SC A | GWh | Before Competition Groups | 7.4341 | 0 | 0 | 4955.113 | 0.0015003 | 37 | Commercial_2026_SC A_GWh_Before Competition Groups_37 | Temperature Adjustment in Commercial Freezers | 0.15% | 0 | 7.4341 | Commercial_2026_SC A_GWh_Before Competition Groups_Temperature Adjustment in Commercial Freezers
Commercial | Com ¦ BEVERAGE VENDING MACHINE CONTROLS | 2026 | SC A | GWh | Before Competition Groups | 7.1672 | 0 | 0 | 4955.113 | 0.0014464 | 38 | Commercial_2026_SC A_GWh_Before Competition Groups_38 | BEVERAGE VENDING MACHINE CONTROLS | 0.1446% | 0 | 7.1672 | Commercial_2026_SC A_GWh_Before Competition Groups_BEVERAGE VENDING MACHINE CONTROLS
Commercial | Com ¦ CO Sensors for parking garage exhaust fans | 2026 | SC A | GWh | Before Competition Groups | 6.184 | 0 | 0 | 4955.113 | 0.001248 | 39 | Commercial_2026_SC A_GWh_Before Competition Groups_39 | CO Sensors for parking garage exhaust fans | 0.1248% | 0 | 6.184 | Commercial_2026_SC A_GWh_Before Competition Groups_CO Sensors for parking garage exhaust fans
Commercial | Com ¦ Energy Efficient Laboratory Fume Hood | 2026 | SC A | GWh | Before Competition Groups | 5.9034 | 0 | 0 | 4955.113 | 0.0011914 | 40 | Commercial_2026_SC A_GWh_Before Competition Groups_40 | Energy Efficient Laboratory Fume Hood | 0.1191% | 0 | 5.9034 | Commercial_2026_SC A_GWh_Before Competition Groups_Energy Efficient Laboratory Fume Hood
Commercial | Com ¦ ENERGY STAR Fryer (84% eff) | 2026 | SC A | GWh | Before Competition Groups | 5.811 | 0 | 0 | 4955.113 | 0.0011727 | 41 | Commercial_2026_SC A_GWh_Before Competition Groups_41 | ENERGY STAR Fryer (84% eff) | 0.1173% | 0 | 5.811 | Commercial_2026_SC A_GWh_Before Competition Groups_ENERGY STAR Fryer (84% eff)
Commercial | Com ¦ Outside Air Economizer | 2026 | SC A | GWh | Before Competition Groups | 5.7042 | 0 | 0 | 4955.113 | 0.0011512 | 42 | Commercial_2026_SC A_GWh_Before Competition Groups_42 | Outside Air Economizer | 0.1151% | 0 | 5.7042 | Commercial_2026_SC A_GWh_Before Competition Groups_Outside Air Economizer
Commercial | Com ¦ Vertical Night Covers | 2026 | SC A | GWh | Before Competition Groups | 5.635 | 0 | 0 | 4955.113 | 0.0011372 | 43 | Commercial_2026_SC A_GWh_Before Competition Groups_43 | Vertical Night Covers | 0.1137% | 0 | 5.635 | Commercial_2026_SC A_GWh_Before Competition Groups_Vertical Night Covers
Commercial | Com ¦ Duct Insulation, R8 | 2026 | SC A | GWh | Before Competition Groups | 5.1238 | 0 | 0 | 4955.113 | 0.001034 | 44 | Commercial_2026_SC A_GWh_Before Competition Groups_44 | Duct Insulation, R8 | 0.1034% | 0 | 5.1238 | Commercial_2026_SC A_GWh_Before Competition Groups_Duct Insulation, R8
Commercial | Com ¦ Water Heating (DHW) Pipe Insulation (Add 3/4\ Foam)" | 2026 | SC A | GWh | Before Competition Groups | 4.9876 | 0 | 0 | 4955.113 | 0.0010066 | 45 | Commercial_2026_SC A_GWh_Before Competition Groups_45 | Water Heating (DHW) Pipe Insulation (Add 3/4\ Foam)" | 0.1007% | 0 | 4.9876 | Commercial_2026_SC A_GWh_Before Competition Groups_Water Heating (DHW) Pipe Insulation (Add 3/4\ Foam)"
Commercial | Com ¦ Water Source Heat Pump (4 ton) | 2026 | SC A | GWh | Before Competition Groups | 3.9425 | 0 | 0 | 4955.113 | 0.00079564 | 46 | Commercial_2026_SC A_GWh_Before Competition Groups_46 | Water Source Heat Pump (4 ton) | 0.07956% | 0 | 3.9425 | Commercial_2026_SC A_GWh_Before Competition Groups_Water Source Heat Pump (4 ton)
Commercial | Com ¦ Suction Pipe Insulation Freezer/Refrigerator | 2026 | SC A | GWh | Before Competition Groups | 3.048 | 0 | 0 | 4955.113 | 0.00061512 | 47 | Commercial_2026_SC A_GWh_Before Competition Groups_47 | Suction Pipe Insulation Freezer/Refrigerator | 0.06151% | 0 | 3.048 | Commercial_2026_SC A_GWh_Before Competition Groups_Suction Pipe Insulation Freezer/Refrigerator
Commercial | Com ¦ ENERGY STAR Dishwasher | 2026 | SC A | GWh | Before Competition Groups | 2.8053 | 0 | 0 | 4955.113 | 0.00056615 | 48 | Commercial_2026_SC A_GWh_Before Competition Groups_48 | ENERGY STAR Dishwasher | 0.05661% | 0 | 2.8053 | Commercial_2026_SC A_GWh_Before Competition Groups_ENERGY STAR Dishwasher
Commercial | Com ¦ ENERGY STAR Steam Cookers | 2026 | SC A | GWh | Before Competition Groups | 2.7746 | 0 | 0 | 4955.113 | 0.00055995 | 49 | Commercial_2026_SC A_GWh_Before Competition Groups_49 | ENERGY STAR Steam Cookers | 0.056% | 0 | 2.7746 | Commercial_2026_SC A_GWh_Before Competition Groups_ENERGY STAR Steam Cookers
Commercial | Com ¦ Thermostat Setback | 2026 | SC A | GWh | Before Competition Groups | 1.8493 | 0 | 0 | 4955.113 | 0.00037322 | 50 | Commercial_2026_SC A_GWh_Before Competition Groups_50 | Thermostat Setback | 0.03732% | 0 | 1.8493 | Commercial_2026_SC A_GWh_Before Competition Groups_Thermostat Setback
Commercial | Com ¦ Ozone Laundry Treatment | 2026 | SC A | GWh | Before Competition Groups | 1.2345 | 0 | 0 | 4955.113 | 0.00024914 | 51 | Commercial_2026_SC A_GWh_Before Competition Groups_51 | Ozone Laundry Treatment | 0.02491% | 0 | 1.2345 | Commercial_2026_SC A_GWh_Before Competition Groups_Ozone Laundry Treatment
Commercial | Com ¦ Demand controlled Circulating Systems | 2026 | SC A | GWh | Before Competition Groups | 1.0368 | 0 | 0 | 4955.113 | 0.00020925 | 52 | Commercial_2026_SC A_GWh_Before Competition Groups_52 | Demand controlled Circulating Systems | 0.02092% | 0 | 1.0368 | Commercial_2026_SC A_GWh_Before Competition Groups_Demand controlled Circulating Systems
Commercial | Com ¦ Condensing Make Up Air Unit | 2026 | SC A | GWh | Before Competition Groups | 0.91319 | 0 | 0 | 4955.113 | 0.00018429 | 53 | Commercial_2026_SC A_GWh_Before Competition Groups_53 | Condensing Make Up Air Unit | 0.01843% | 0 | 0.91319 | Commercial_2026_SC A_GWh_Before Competition Groups_Condensing Make Up Air Unit
Commercial | Com ¦ ECM MOTORS FOR HVAC APPLICATION (FAN-POWERED VAV BOX) | 2026 | SC A | GWh | Before Competition Groups | 0.76085 | 0 | 0 | 4955.113 | 0.00015355 | 54 | Commercial_2026_SC A_GWh_Before Competition Groups_54 | ECM MOTORS FOR HVAC APPLICATION (FAN-POWERED VAV BOX) | 0.01535% | 0 | 0.76085 | Commercial_2026_SC A_GWh_Before Competition Groups_ECM MOTORS FOR HVAC APPLICATION (FAN-POWERED VAV BOX)
Commercial | Com ¦ CEE Tier 2/Energy Star Clothes Washers | 2026 | SC A | GWh | Before Competition Groups | 0.56931 | 0 | 0 | 4955.113 | 0.00011489 | 55 | Commercial_2026_SC A_GWh_Before Competition Groups_55 | CEE Tier 2/Energy Star Clothes Washers | 0.01149% | 0 | 0.56931 | Commercial_2026_SC A_GWh_Before Competition Groups_CEE Tier 2/Energy Star Clothes Washers
Commercial | Com ¦ Low Flow Pre-Rinse Spray Nozzle | 2026 | SC A | GWh | Before Competition Groups | 0.31186 | 0 | 0 | 4955.113 | 6.2936e-05 | 56 | Commercial_2026_SC A_GWh_Before Competition Groups_56 | Low Flow Pre-Rinse Spray Nozzle | 0.006294% | 0 | 0.31186 | Commercial_2026_SC A_GWh_Before Competition Groups_Low Flow Pre-Rinse Spray Nozzle
Commercial | Com ¦ Notched V belts for HVAC Systems | 2026 | SC A | GWh | Before Competition Groups | 0.30041 | 0 | 0 | 4955.113 | 6.0627e-05 | 57 | Commercial_2026_SC A_GWh_Before Competition Groups_57 | Notched V belts for HVAC Systems | 0.006063% | 0 | 0.30041 | Commercial_2026_SC A_GWh_Before Competition Groups_Notched V belts for HVAC Systems
Commercial | Com ¦ Auto Off Time Switch or Time Clock control | 2026 | SC A | GWh | Before Competition Groups | 0.2989 | 0 | 0 | 4955.113 | 6.0321e-05 | 58 | Commercial_2026_SC A_GWh_Before Competition Groups_58 | Auto Off Time Switch or Time Clock control | 0.006032% | 0 | 0.2989 | Commercial_2026_SC A_GWh_Before Competition Groups_Auto Off Time Switch or Time Clock control
Commercial | COM ¦ Ductless Mini-Split Heat Pumps | 2026 | SC A | GWh | Before Competition Groups | 0.26875 | 0 | 0 | 4955.113 | 5.4236e-05 | 59 | Commercial_2026_SC A_GWh_Before Competition Groups_59 | Ductless Mini-Split Heat Pumps | 0.005424% | 0 | 0.26875 | Commercial_2026_SC A_GWh_Before Competition Groups_Ductless Mini-Split Heat Pumps
Commercial | Com ¦ Solar Water Preheat (Pools/DHW) | 2026 | SC A | GWh | Before Competition Groups | 0.21741 | 0 | 0 | 4955.113 | 4.3875e-05 | 60 | Commercial_2026_SC A_GWh_Before Competition Groups_60 | Solar Water Preheat (Pools/DHW) | 0.004388% | 0 | 0.21741 | Commercial_2026_SC A_GWh_Before Competition Groups_Solar Water Preheat (Pools/DHW)
Commercial | Com ¦ HVAC Optimization | 2026 | SC A | GWh | Before Competition Groups | 0.21399 | 0 | 0 | 4955.113 | 4.3186e-05 | 61 | Commercial_2026_SC A_GWh_Before Competition Groups_61 | HVAC Optimization | 0.004319% | 0 | 0.21399 | Commercial_2026_SC A_GWh_Before Competition Groups_HVAC Optimization
Commercial | Com ¦ PTAC (12 EER/10,000 BTU) | 2026 | SC A | GWh | Before Competition Groups | 0.16188 | 0 | 0 | 4955.113 | 3.2669e-05 | 62 | Commercial_2026_SC A_GWh_Before Competition Groups_62 | PTAC (12 EER/10,000 BTU) | 0.003267% | 0 | 0.16188 | Commercial_2026_SC A_GWh_Before Competition Groups_PTAC (12 EER/10,000 BTU)
Commercial | Com ¦ Commercial Hot Food Holding Cabinets | 2026 | SC A | GWh | Before Competition Groups | 0.1195 | 0 | 0 | 4955.113 | 2.4117e-05 | 63 | Commercial_2026_SC A_GWh_Before Competition Groups_63 | Commercial Hot Food Holding Cabinets | 0.002412% | 0 | 0.1195 | Commercial_2026_SC A_GWh_Before Competition Groups_Commercial Hot Food Holding Cabinets
Commercial | Com ¦ Air Curtains | 2026 | SC A | GWh | Before Competition Groups | 0.07705 | 0 | 0 | 4955.113 | 1.555e-05 | 64 | Commercial_2026_SC A_GWh_Before Competition Groups_64 | Air Curtains | 0.001555% | 0 | 0.07705 | Commercial_2026_SC A_GWh_Before Competition Groups_Air Curtains
Commercial | Com ¦ Wall Insulation | 2026 | SC A | GWh | Before Competition Groups | 0.046474 | 0 | 0 | 4955.113 | 9.379e-06 | 65 | Commercial_2026_SC A_GWh_Before Competition Groups_65 | Wall Insulation | 0.0009379% | 0 | 0.046474 | Commercial_2026_SC A_GWh_Before Competition Groups_Wall Insulation
Commercial | Com ¦ LED RECESSED DOWNLIGHTS | 2026 | SC A | GWh | Before Competition Groups | 0.030833 | 0 | 0 | 4955.113 | 6.2225e-06 | 66 | Commercial_2026_SC A_GWh_Before Competition Groups_66 | LED RECESSED DOWNLIGHTS | 0.0006223% | 0 | 0.030833 | Commercial_2026_SC A_GWh_Before Competition Groups_LED RECESSED DOWNLIGHTS
Commercial | Com ¦ LLLC - Low Impact Application | 2026 | SC A | GWh | Before Competition Groups | 0.024241 | 0 | 0 | 4955.113 | 4.8922e-06 | 67 | Commercial_2026_SC A_GWh_Before Competition Groups_67 | LLLC - Low Impact Application | 0.0004892% | 0 | 0.024241 | Commercial_2026_SC A_GWh_Before Competition Groups_LLLC - Low Impact Application
Commercial | Com ¦ LLLC - High Impact Application | 2026 | SC A | GWh | Before Competition Groups | 0.02292 | 0 | 0 | 4955.113 | 4.6255e-06 | 68 | Commercial_2026_SC A_GWh_Before Competition Groups_68 | LLLC - High Impact Application | 0.0004626% | 0 | 0.02292 | Commercial_2026_SC A_GWh_Before Competition Groups_LLLC - High Impact Application
Commercial | Com ¦ Energy Recovery Ventilation and Ventilation (Enhanced) | 2026 | SC A | GWh | Before Competition Groups | 0.022828 | 0 | 0 | 4955.113 | 4.607e-06 | 69 | Commercial_2026_SC A_GWh_Before Competition Groups_69 | Energy Recovery Ventilation and Ventilation (Enhanced) | 0.0004607% | 0 | 0.022828 | Commercial_2026_SC A_GWh_Before Competition Groups_Energy Recovery Ventilation and Ventilation (Enhanced)
Commercial | Com ¦ VSD Air Compressor | 2026 | SC A | GWh | Before Competition Groups | 0.015763 | 0 | 0 | 4955.113 | 3.1812e-06 | 70 | Commercial_2026_SC A_GWh_Before Competition Groups_70 | VSD Air Compressor | 0.0003181% | 0 | 0.015763 | Commercial_2026_SC A_GWh_Before Competition Groups_VSD Air Compressor
Commercial | Com ¦ High Efficiency Small Instantaneous Water Heater | 2026 | SC A | GWh | Before Competition Groups | 0.0098357 | 0 | 0 | 4955.113 | 1.985e-06 | 71 | Commercial_2026_SC A_GWh_Before Competition Groups_71 | High Efficiency Small Instantaneous Water Heater | 0.0001985% | 0 | 0.0098357 | Commercial_2026_SC A_GWh_Before Competition Groups_High Efficiency Small Instantaneous Water Heater
Commercial | Com ¦ EC Plug Fan for Data Center (under cabinet) | 2026 | SC A | GWh | Before Competition Groups | 0.0090103 | 0 | 0 | 4955.113 | 1.8184e-06 | 72 | Commercial_2026_SC A_GWh_Before Competition Groups_72 | EC Plug Fan for Data Center (under cabinet) | 0.0001818% | 0 | 0.0090103 | Commercial_2026_SC A_GWh_Before Competition Groups_EC Plug Fan for Data Center (under cabinet)
Commercial | Com ¦ Room AC (w/ louvered sides) 14 SEER from 12 SEER code | 2026 | SC A | GWh | Before Competition Groups | 0.0075802 | 0 | 0 | 4955.113 | 1.5298e-06 | 73 | Commercial_2026_SC A_GWh_Before Competition Groups_73 | Room AC (w/ louvered sides) 14 SEER from 12 SEER code | 0.000153% | 0 | 0.0075802 | Commercial_2026_SC A_GWh_Before Competition Groups_Room AC (w/ louvered sides) 14 SEER from 12 SEER code
Commercial | Com ¦ High Efficiency Chiller (avg of water and air cooled) | 2026 | SC A | GWh | Before Competition Groups | 0.0031601 | 0 | 0 | 4955.113 | 6.3775e-07 | 74 | Commercial_2026_SC A_GWh_Before Competition Groups_74 | High Efficiency Chiller (avg of water and air cooled) | 6.378e-05% | 0 | 0.0031601 | Commercial_2026_SC A_GWh_Before Competition Groups_High Efficiency Chiller (avg of water and air cooled)
Commercial | Com ¦ Electric Convection Combination Ovens | 2026 | SC A | GWh | Before Competition Groups | 0.0017237 | 0 | 0 | 4955.113 | 3.4787e-07 | 75 | Commercial_2026_SC A_GWh_Before Competition Groups_75 | Electric Convection Combination Ovens | 3.479e-05% | 0 | 0.0017237 | Commercial_2026_SC A_GWh_Before Competition Groups_Electric Convection Combination Ovens
Commercial | Com ¦ Networked/Connected - High Impact Application | 2026 | SC A | GWh | Before Competition Groups | 0.00054804 | 0 | 0 | 4955.113 | 1.106e-07 | 76 | Commercial_2026_SC A_GWh_Before Competition Groups_76 | Networked/Connected - High Impact Application | 1.106e-05% | 0 | 0.00054804 | Commercial_2026_SC A_GWh_Before Competition Groups_Networked/Connected - High Impact Application
Commercial | Com ¦ Networked/Connected - Low Impact Application | 2026 | SC A | GWh | Before Competition Groups | 2.5082e-05 | 0 | 0 | 4955.113 | 5.0618e-09 | 77 | Commercial_2026_SC A_GWh_Before Competition Groups_77 | Networked/Connected - Low Impact Application | 5.062e-07% | 0 | 2.5082e-05 | Commercial_2026_SC A_GWh_Before Competition Groups_Networked/Connected - Low Impact Application
Commercial | Com ¦ Efficient compressor motor | 2026 | SC A | GWh | Before Competition Groups | 0 | 0 | 0 | 4955.113 | 0 | 78 | Commercial_2026_SC A_GWh_Before Competition Groups_78 | Efficient compressor motor | 0% | 0 | 0 | Commercial_2026_SC A_GWh_Before Competition Groups_Efficient compressor motor
Commercial | Com ¦ Indoor Daylight Sensors/Photocell Dimming Control | 2026 | SC A | GWh | Before Competition Groups | 0 | 0 | 0 | 4955.113 | 0 | 79 | Commercial_2026_SC A_GWh_Before Competition Groups_79 | Indoor Daylight Sensors/Photocell Dimming Control | 0% | 0 | 0 | Commercial_2026_SC A_GWh_Before Competition Groups_Indoor Daylight Sensors/Photocell Dimming Control
Commercial | Com ¦ Variable Refrigerant Flow Heat Pump | 2026 | SC A | GWh | Before Competition Groups | 0 | 0 | 0 | 4955.113 | 0 | 80 | Commercial_2026_SC A_GWh_Before Competition Groups_80 | Variable Refrigerant Flow Heat Pump | 0% | 0 | 0 | Commercial_2026_SC A_GWh_Before Competition Groups_Variable Refrigerant Flow Heat Pump
Commercial | Com ¦ ENERGY STAR LED LAMPS (REFLECTOR LAMPs/MR16/PAR 16) | 2026 | SC B | GWh | Before Competition Groups | 702.5254 | 0 | 0 | 6695.4692 | 0.10493 | 1 | Commercial_2026_SC B_GWh_Before Competition Groups_1 | ENERGY STAR LED LAMPS (REFLECTOR LAMPs/MR16/PAR 16) | 10.49% | 0 | 702.5254 | Commercial_2026_SC B_GWh_Before Competition Groups_ENERGY STAR LED LAMPS (REFLECTOR LAMPs/MR16/PAR 16)
Commercial | Com ¦ LED Low/High Bay | 2026 | SC B | GWh | Before Competition Groups | 556.7776 | 0 | 0 | 6695.4692 | 0.083157 | 2 | Commercial_2026_SC B_GWh_Before Competition Groups_2 | LED Low/High Bay | 8.316% | 0 | 556.7776 | Commercial_2026_SC B_GWh_Before Competition Groups_LED Low/High Bay
Commercial | Com ¦ LED Troffer/Surface/Suspended | 2026 | SC B | GWh | Before Competition Groups | 551.3346 | 0 | 0 | 6695.4692 | 0.082344 | 3 | Commercial_2026_SC B_GWh_Before Competition Groups_3 | LED Troffer/Surface/Suspended | 8.234% | 0 | 551.3346 | Commercial_2026_SC B_GWh_Before Competition Groups_LED Troffer/Surface/Suspended
Commercial | Com ¦ LED EXTERIOR AREA LIGHTS - LED fixture (200W) | 2026 | SC B | GWh | Before Competition Groups | 438.6967 | 0 | 0 | 6695.4692 | 0.065521 | 4 | Commercial_2026_SC B_GWh_Before Competition Groups_4 | LED EXTERIOR AREA LIGHTS - LED fixture (200W) | 6.552% | 0 | 438.6967 | Commercial_2026_SC B_GWh_Before Competition Groups_LED EXTERIOR AREA LIGHTS - LED fixture (200W)
Commercial | Com ¦ LED parking lot fixture | 2026 | SC B | GWh | Before Competition Groups | 426.2871 | 0 | 0 | 6695.4692 | 0.063668 | 5 | Commercial_2026_SC B_GWh_Before Competition Groups_5 | LED parking lot fixture | 6.367% | 0 | 426.2871 | Commercial_2026_SC B_GWh_Before Competition Groups_LED parking lot fixture
Commercial | Com ¦ Education and Capacity Building/Energy Behavior | 2026 | SC B | GWh | Before Competition Groups | 406.0659 | 0 | 0 | 6695.4692 | 0.060648 | 6 | Commercial_2026_SC B_GWh_Before Competition Groups_6 | Education and Capacity Building/Energy Behavior | 6.065% | 0 | 406.0659 | Commercial_2026_SC B_GWh_Before Competition Groups_Education and Capacity Building/Energy Behavior
Commercial | Com ¦ Furnace Tune-Up | 2026 | SC B | GWh | Before Competition Groups | 382.49 | 0 | 0 | 6695.4692 | 0.057127 | 7 | Commercial_2026_SC B_GWh_Before Competition Groups_7 | Furnace Tune-Up | 5.713% | 0 | 382.49 | Commercial_2026_SC B_GWh_Before Competition Groups_Furnace Tune-Up
Commercial | Com ¦ Building Recommissioning, Operations and Maintenance (O&M) Improvements | 2026 | SC B | GWh | Before Competition Groups | 371.4964 | 0 | 0 | 6695.4692 | 0.055485 | 8 | Commercial_2026_SC B_GWh_Before Competition Groups_8 | Building Recommissioning, Operations and Maintenance (O&M) Improvements | 5.548% | 0 | 371.4964 | Commercial_2026_SC B_GWh_Before Competition Groups_Building Recommissioning, Operations and Maintenance (O&M) Improvements
Commercial | Com ¦ LED Replacement Lamp (Tube) | 2026 | SC B | GWh | Before Competition Groups | 344.4779 | 0 | 0 | 6695.4692 | 0.051449 | 9 | Commercial_2026_SC B_GWh_Before Competition Groups_9 | LED Replacement Lamp (Tube) | 5.145% | 0 | 344.4779 | Commercial_2026_SC B_GWh_Before Competition Groups_LED Replacement Lamp (Tube)
Commercial | Com ¦ LED street light fixture | 2026 | SC B | GWh | Before Competition Groups | 255.7624 | 0 | 0 | 6695.4692 | 0.038199 | 10 | Commercial_2026_SC B_GWh_Before Competition Groups_10 | LED street light fixture | 3.82% | 0 | 255.7624 | Commercial_2026_SC B_GWh_Before Competition Groups_LED street light fixture
Commercial | Com ¦ Data Center Storage/Server Virtualization | 2026 | SC B | GWh | Before Competition Groups | 185.0271 | 0 | 0 | 6695.4692 | 0.027635 | 11 | Commercial_2026_SC B_GWh_Before Competition Groups_11 | Data Center Storage/Server Virtualization | 2.763% | 0 | 185.0271 | Commercial_2026_SC B_GWh_Before Competition Groups_Data Center Storage/Server Virtualization
Commercial | Com ¦ Strip Curtains | 2026 | SC B | GWh | Before Competition Groups | 149.3757 | 0 | 0 | 6695.4692 | 0.02231 | 12 | Commercial_2026_SC B_GWh_Before Competition Groups_12 | Strip Curtains | 2.231% | 0 | 149.3757 | Commercial_2026_SC B_GWh_Before Competition Groups_Strip Curtains
Commercial | Com ¦ Demand Control Ventilation | 2026 | SC B | GWh | Before Competition Groups | 138.0296 | 0 | 0 | 6695.4692 | 0.020615 | 13 | Commercial_2026_SC B_GWh_Before Competition Groups_13 | Demand Control Ventilation | 2.062% | 0 | 138.0296 | Commercial_2026_SC B_GWh_Before Competition Groups_Demand Control Ventilation
Commercial | Com ¦ Reach-in Shaded Pole to ECM/PSC Evaporator Fan Motor | 2026 | SC B | GWh | Before Competition Groups | 137.4821 | 0 | 0 | 6695.4692 | 0.020534 | 14 | Commercial_2026_SC B_GWh_Before Competition Groups_14 | Reach-in Shaded Pole to ECM/PSC Evaporator Fan Motor | 2.053% | 0 | 137.4821 | Commercial_2026_SC B_GWh_Before Competition Groups_Reach-in Shaded Pole to ECM/PSC Evaporator Fan Motor
Commercial | Com ¦ Variable Frequency Drive (VFD) | 2026 | SC B | GWh | Before Competition Groups | 127.3006 | 0 | 0 | 6695.4692 | 0.019013 | 15 | Commercial_2026_SC B_GWh_Before Competition Groups_15 | Variable Frequency Drive (VFD) | 1.901% | 0 | 127.3006 | Commercial_2026_SC B_GWh_Before Competition Groups_Variable Frequency Drive (VFD)
Commercial | Com ¦ High Efficiency Air Source Heat Pump | 2026 | SC B | GWh | Before Competition Groups | 123.228 | 0 | 0 | 6695.4692 | 0.018405 | 16 | Commercial_2026_SC B_GWh_Before Competition Groups_16 | High Efficiency Air Source Heat Pump | 1.84% | 0 | 123.228 | Commercial_2026_SC B_GWh_Before Competition Groups_High Efficiency Air Source Heat Pump
Commercial | Com ¦ VFD on Pumps | 2026 | SC B | GWh | Before Competition Groups | 118.931 | 0 | 0 | 6695.4692 | 0.017763 | 17 | Commercial_2026_SC B_GWh_Before Competition Groups_17 | VFD on Pumps | 1.776% | 0 | 118.931 | Commercial_2026_SC B_GWh_Before Competition Groups_VFD on Pumps
Commercial | Com ¦ LED or Equivalent Sign Lighting | 2026 | SC B | GWh | Before Competition Groups | 114.8833 | 0 | 0 | 6695.4692 | 0.017158 | 18 | Commercial_2026_SC B_GWh_Before Competition Groups_18 | LED or Equivalent Sign Lighting | 1.716% | 0 | 114.8833 | Commercial_2026_SC B_GWh_Before Competition Groups_LED or Equivalent Sign Lighting
Commercial | Com ¦ Refrigerated Display Case Doors | 2026 | SC B | GWh | Before Competition Groups | 112.9718 | 0 | 0 | 6695.4692 | 0.016873 | 19 | Commercial_2026_SC B_GWh_Before Competition Groups_19 | Refrigerated Display Case Doors | 1.687% | 0 | 112.9718 | Commercial_2026_SC B_GWh_Before Competition Groups_Refrigerated Display Case Doors
Commercial | Com ¦ Centrally controlled desktop PC/NETWORK PC POWER MANAGEMENT SOFTWARE | 2026 | SC B | GWh | Before Competition Groups | 102.2834 | 0 | 0 | 6695.4692 | 0.015277 | 20 | Commercial_2026_SC B_GWh_Before Competition Groups_20 | Centrally controlled desktop PC/NETWORK PC POWER MANAGEMENT SOFTWARE | 1.528% | 0 | 102.2834 | Commercial_2026_SC B_GWh_Before Competition Groups_Centrally controlled desktop PC/NETWORK PC POWER MANAGEMENT SOFTWARE
Commercial | Com ¦ Air Handler with Dedicated Outdoor Air Systems | 2026 | SC B | GWh | Before Competition Groups | 96.0695 | 0 | 0 | 6695.4692 | 0.014348 | 21 | Commercial_2026_SC B_GWh_Before Competition Groups_21 | Air Handler with Dedicated Outdoor Air Systems | 1.435% | 0 | 96.0695 | Commercial_2026_SC B_GWh_Before Competition Groups_Air Handler with Dedicated Outdoor Air Systems
Commercial | Com ¦ ENERGY STAR LED LAMPS (General Service Lamps) | 2026 | SC B | GWh | Before Competition Groups | 90.6591 | 0 | 0 | 6695.4692 | 0.01354 | 22 | Commercial_2026_SC B_GWh_Before Competition Groups_22 | ENERGY STAR LED LAMPS (General Service Lamps) | 1.354% | 0 | 90.6591 | Commercial_2026_SC B_GWh_Before Competition Groups_ENERGY STAR LED LAMPS (General Service Lamps)
Commercial | Com ¦ Adaptive Thermostats | 2026 | SC B | GWh | Before Competition Groups | 84.7498 | 0 | 0 | 6695.4692 | 0.012658 | 23 | Commercial_2026_SC B_GWh_Before Competition Groups_23 | Adaptive Thermostats | 1.266% | 0 | 84.7498 | Commercial_2026_SC B_GWh_Before Competition Groups_Adaptive Thermostats
Commercial | Com ¦ Advanced BAS/Controllers | 2026 | SC B | GWh | Before Competition Groups | 81.5422 | 0 | 0 | 6695.4692 | 0.012179 | 24 | Commercial_2026_SC B_GWh_Before Competition Groups_24 | Advanced BAS/Controllers | 1.218% | 0 | 81.5422 | Commercial_2026_SC B_GWh_Before Competition Groups_Advanced BAS/Controllers
Commercial | Com ¦ ECM MOTORS FOR EVAPORATOR FANS for refrigeration (WALK-IN) | 2026 | SC B | GWh | Before Competition Groups | 59.5568 | 0 | 0 | 6695.4692 | 0.0088951 | 25 | Commercial_2026_SC B_GWh_Before Competition Groups_25 | ECM MOTORS FOR EVAPORATOR FANS for refrigeration (WALK-IN) | 0.8895% | 0 | 59.5568 | Commercial_2026_SC B_GWh_Before Competition Groups_ECM MOTORS FOR EVAPORATOR FANS for refrigeration (WALK-IN)
Commercial | Com ¦ Condensing Unit Heaters or other Efficient Unit Heating System | 2026 | SC B | GWh | Before Competition Groups | 57.5256 | 0 | 0 | 6695.4692 | 0.0085917 | 26 | Commercial_2026_SC B_GWh_Before Competition Groups_26 | Condensing Unit Heaters or other Efficient Unit Heating System | 0.8592% | 0 | 57.5256 | Commercial_2026_SC B_GWh_Before Competition Groups_Condensing Unit Heaters or other Efficient Unit Heating System
Commercial | Com ¦ Freezer Case Light Sensor | 2026 | SC B | GWh | Before Competition Groups | 48.9195 | 0 | 0 | 6695.4692 | 0.0073064 | 27 | Commercial_2026_SC B_GWh_Before Competition Groups_27 | Freezer Case Light Sensor | 0.7306% | 0 | 48.9195 | Commercial_2026_SC B_GWh_Before Competition Groups_Freezer Case Light Sensor
Commercial | Com ¦ Evaporator Fan Controls | 2026 | SC B | GWh | Before Competition Groups | 47.7204 | 0 | 0 | 6695.4692 | 0.0071273 | 28 | Commercial_2026_SC B_GWh_Before Competition Groups_28 | Evaporator Fan Controls | 0.7127% | 0 | 47.7204 | Commercial_2026_SC B_GWh_Before Competition Groups_Evaporator Fan Controls
Commercial | Com ¦ Unitary Air-Conditioning Unit | 2026 | SC B | GWh | Before Competition Groups | 43.8765 | 0 | 0 | 6695.4692 | 0.0065532 | 29 | Commercial_2026_SC B_GWh_Before Competition Groups_29 | Unitary Air-Conditioning Unit | 0.6553% | 0 | 43.8765 | Commercial_2026_SC B_GWh_Before Competition Groups_Unitary Air-Conditioning Unit
Commercial | Com ¦ Demand Control Kitchen Ventilation | 2026 | SC B | GWh | Before Competition Groups | 42.9388 | 0 | 0 | 6695.4692 | 0.0064131 | 30 | Commercial_2026_SC B_GWh_Before Competition Groups_30 | Demand Control Kitchen Ventilation | 0.6413% | 0 | 42.9388 | Commercial_2026_SC B_GWh_Before Competition Groups_Demand Control Kitchen Ventilation
Commercial | Com ¦ Refrigerated Display Case LED | 2026 | SC B | GWh | Before Competition Groups | 37.7814 | 0 | 0 | 6695.4692 | 0.0056428 | 31 | Commercial_2026_SC B_GWh_Before Competition Groups_31 | Refrigerated Display Case LED | 0.5643% | 0 | 37.7814 | Commercial_2026_SC B_GWh_Before Competition Groups_Refrigerated Display Case LED
Commercial | Com ¦ Door Gasket Freezer/Refrigerator | 2026 | SC B | GWh | Before Competition Groups | 37.1624 | 0 | 0 | 6695.4692 | 0.0055504 | 32 | Commercial_2026_SC B_GWh_Before Competition Groups_32 | Door Gasket Freezer/Refrigerator | 0.555% | 0 | 37.1624 | Commercial_2026_SC B_GWh_Before Competition Groups_Door Gasket Freezer/Refrigerator
Commercial | Com ¦ Temperature Adjustment in Commercial Freezers | 2026 | SC B | GWh | Before Competition Groups | 18.2636 | 0 | 0 | 6695.4692 | 0.0027278 | 33 | Commercial_2026_SC B_GWh_Before Competition Groups_33 | Temperature Adjustment in Commercial Freezers | 0.2728% | 0 | 18.2636 | Commercial_2026_SC B_GWh_Before Competition Groups_Temperature Adjustment in Commercial Freezers
Commercial | Com ¦ BEVERAGE VENDING MACHINE CONTROLS | 2026 | SC B | GWh | Before Competition Groups | 17.4952 | 0 | 0 | 6695.4692 | 0.002613 | 34 | Commercial_2026_SC B_GWh_Before Competition Groups_34 | BEVERAGE VENDING MACHINE CONTROLS | 0.2613% | 0 | 17.4952 | Commercial_2026_SC B_GWh_Before Competition Groups_BEVERAGE VENDING MACHINE CONTROLS
Commercial | Com ¦ Elec Storage WH 2.30 Et | 2026 | SC B | GWh | Before Competition Groups | 17.0623 | 0 | 0 | 6695.4692 | 0.0025483 | 35 | Commercial_2026_SC B_GWh_Before Competition Groups_35 | Elec Storage WH 2.30 Et | 0.2548% | 0 | 17.0623 | Commercial_2026_SC B_GWh_Before Competition Groups_Elec Storage WH 2.30 Et
Commercial | Com ¦ ENERGY STAR Griddle (74% eff) | 2026 | SC B | GWh | Before Competition Groups | 16.0894 | 0 | 0 | 6695.4692 | 0.002403 | 36 | Commercial_2026_SC B_GWh_Before Competition Groups_36 | ENERGY STAR Griddle (74% eff) | 0.2403% | 0 | 16.0894 | Commercial_2026_SC B_GWh_Before Competition Groups_ENERGY STAR Griddle (74% eff)
Commercial | Com ¦ Energy Efficient Laboratory Fume Hood | 2026 | SC B | GWh | Before Competition Groups | 15.7351 | 0 | 0 | 6695.4692 | 0.0023501 | 37 | Commercial_2026_SC B_GWh_Before Competition Groups_37 | Energy Efficient Laboratory Fume Hood | 0.235% | 0 | 15.7351 | Commercial_2026_SC B_GWh_Before Competition Groups_Energy Efficient Laboratory Fume Hood
Commercial | Com ¦ CO Sensors for parking garage exhaust fans | 2026 | SC B | GWh | Before Competition Groups | 15.6804 | 0 | 0 | 6695.4692 | 0.0023419 | 38 | Commercial_2026_SC B_GWh_Before Competition Groups_38 | CO Sensors for parking garage exhaust fans | 0.2342% | 0 | 15.6804 | Commercial_2026_SC B_GWh_Before Competition Groups_CO Sensors for parking garage exhaust fans
Commercial | Com ¦ Vertical Night Covers | 2026 | SC B | GWh | Before Competition Groups | 14.1553 | 0 | 0 | 6695.4692 | 0.0021142 | 39 | Commercial_2026_SC B_GWh_Before Competition Groups_39 | Vertical Night Covers | 0.2114% | 0 | 14.1553 | Commercial_2026_SC B_GWh_Before Competition Groups_Vertical Night Covers
Commercial | Com ¦ Chilled Water Optimization | 2026 | SC B | GWh | Before Competition Groups | 13.9305 | 0 | 0 | 6695.4692 | 0.0020806 | 40 | Commercial_2026_SC B_GWh_Before Competition Groups_40 | Chilled Water Optimization | 0.2081% | 0 | 13.9305 | Commercial_2026_SC B_GWh_Before Competition Groups_Chilled Water Optimization
Commercial | Com ¦ Occupancy Sensors | 2026 | SC B | GWh | Before Competition Groups | 13.6002 | 0 | 0 | 6695.4692 | 0.0020313 | 41 | Commercial_2026_SC B_GWh_Before Competition Groups_41 | Occupancy Sensors | 0.2031% | 0 | 13.6002 | Commercial_2026_SC B_GWh_Before Competition Groups_Occupancy Sensors
Commercial | Com ¦ Duct Insulation, R8 | 2026 | SC B | GWh | Before Competition Groups | 12.7895 | 0 | 0 | 6695.4692 | 0.0019102 | 42 | Commercial_2026_SC B_GWh_Before Competition Groups_42 | Duct Insulation, R8 | 0.191% | 0 | 12.7895 | Commercial_2026_SC B_GWh_Before Competition Groups_Duct Insulation, R8
Commercial | Com ¦ Water Heating (DHW) Pipe Insulation (Add 3/4\ Foam)" | 2026 | SC B | GWh | Before Competition Groups | 12.2392 | 0 | 0 | 6695.4692 | 0.001828 | 43 | Commercial_2026_SC B_GWh_Before Competition Groups_43 | Water Heating (DHW) Pipe Insulation (Add 3/4\ Foam)" | 0.1828% | 0 | 12.2392 | Commercial_2026_SC B_GWh_Before Competition Groups_Water Heating (DHW) Pipe Insulation (Add 3/4\ Foam)"
Commercial | Com ¦ Outside Air Economizer | 2026 | SC B | GWh | Before Competition Groups | 10.6026 | 0 | 0 | 6695.4692 | 0.0015835 | 44 | Commercial_2026_SC B_GWh_Before Competition Groups_44 | Outside Air Economizer | 0.1584% | 0 | 10.6026 | Commercial_2026_SC B_GWh_Before Competition Groups_Outside Air Economizer
Commercial | Com ¦ Water Source Heat Pump (4 ton) | 2026 | SC B | GWh | Before Competition Groups | 8.0432 | 0 | 0 | 6695.4692 | 0.0012013 | 45 | Commercial_2026_SC B_GWh_Before Competition Groups_45 | Water Source Heat Pump (4 ton) | 0.1201% | 0 | 8.0432 | Commercial_2026_SC B_GWh_Before Competition Groups_Water Source Heat Pump (4 ton)
Commercial | Com ¦ Suction Pipe Insulation Freezer/Refrigerator | 2026 | SC B | GWh | Before Competition Groups | 7.7474 | 0 | 0 | 6695.4692 | 0.0011571 | 46 | Commercial_2026_SC B_GWh_Before Competition Groups_46 | Suction Pipe Insulation Freezer/Refrigerator | 0.1157% | 0 | 7.7474 | Commercial_2026_SC B_GWh_Before Competition Groups_Suction Pipe Insulation Freezer/Refrigerator
Commercial | Com ¦ ENERGY STAR Fryer (84% eff) | 2026 | SC B | GWh | Before Competition Groups | 5.811 | 0 | 0 | 6695.4692 | 0.00086789 | 47 | Commercial_2026_SC B_GWh_Before Competition Groups_47 | ENERGY STAR Fryer (84% eff) | 0.08679% | 0 | 5.811 | Commercial_2026_SC B_GWh_Before Competition Groups_ENERGY STAR Fryer (84% eff)
Commercial | Com ¦ Ozone Laundry Treatment | 2026 | SC B | GWh | Before Competition Groups | 3.5787 | 0 | 0 | 6695.4692 | 0.0005345 | 48 | Commercial_2026_SC B_GWh_Before Competition Groups_48 | Ozone Laundry Treatment | 0.05345% | 0 | 3.5787 | Commercial_2026_SC B_GWh_Before Competition Groups_Ozone Laundry Treatment
Commercial | Com ¦ ENERGY STAR Dishwasher | 2026 | SC B | GWh | Before Competition Groups | 3.1884 | 0 | 0 | 6695.4692 | 0.0004762 | 49 | Commercial_2026_SC B_GWh_Before Competition Groups_49 | ENERGY STAR Dishwasher | 0.04762% | 0 | 3.1884 | Commercial_2026_SC B_GWh_Before Competition Groups_ENERGY STAR Dishwasher
Commercial | Com ¦ ENERGY STAR Steam Cookers | 2026 | SC B | GWh | Before Competition Groups | 2.7746 | 0 | 0 | 6695.4692 | 0.0004144 | 50 | Commercial_2026_SC B_GWh_Before Competition Groups_50 | ENERGY STAR Steam Cookers | 0.04144% | 0 | 2.7746 | Commercial_2026_SC B_GWh_Before Competition Groups_ENERGY STAR Steam Cookers
Commercial | Com ¦ Demand controlled Circulating Systems | 2026 | SC B | GWh | Before Competition Groups | 2.6619 | 0 | 0 | 6695.4692 | 0.00039756 | 51 | Commercial_2026_SC B_GWh_Before Competition Groups_51 | Demand controlled Circulating Systems | 0.03976% | 0 | 2.6619 | Commercial_2026_SC B_GWh_Before Competition Groups_Demand controlled Circulating Systems
Commercial | Com ¦ Condensing Make Up Air Unit | 2026 | SC B | GWh | Before Competition Groups | 1.9108 | 0 | 0 | 6695.4692 | 0.00028539 | 52 | Commercial_2026_SC B_GWh_Before Competition Groups_52 | Condensing Make Up Air Unit | 0.02854% | 0 | 1.9108 | Commercial_2026_SC B_GWh_Before Competition Groups_Condensing Make Up Air Unit
Commercial | Com ¦ Thermostat Setback | 2026 | SC B | GWh | Before Competition Groups | 1.8756 | 0 | 0 | 6695.4692 | 0.00028013 | 53 | Commercial_2026_SC B_GWh_Before Competition Groups_53 | Thermostat Setback | 0.02801% | 0 | 1.8756 | Commercial_2026_SC B_GWh_Before Competition Groups_Thermostat Setback
Commercial | Com ¦ ECM MOTORS FOR HVAC APPLICATION (FAN-POWERED VAV BOX) | 2026 | SC B | GWh | Before Competition Groups | 1.5537 | 0 | 0 | 6695.4692 | 0.00023205 | 54 | Commercial_2026_SC B_GWh_Before Competition Groups_54 | ECM MOTORS FOR HVAC APPLICATION (FAN-POWERED VAV BOX) | 0.02321% | 0 | 1.5537 | Commercial_2026_SC B_GWh_Before Competition Groups_ECM MOTORS FOR HVAC APPLICATION (FAN-POWERED VAV BOX)
Commercial | Com ¦ Auto Off Time Switch or Time Clock control | 2026 | SC B | GWh | Before Competition Groups | 0.70396 | 0 | 0 | 6695.4692 | 0.00010514 | 55 | Commercial_2026_SC B_GWh_Before Competition Groups_55 | Auto Off Time Switch or Time Clock control | 0.01051% | 0 | 0.70396 | Commercial_2026_SC B_GWh_Before Competition Groups_Auto Off Time Switch or Time Clock control
Commercial | Com ¦ CEE Tier 2/Energy Star Clothes Washers | 2026 | SC B | GWh | Before Competition Groups | 0.69645 | 0 | 0 | 6695.4692 | 0.00010402 | 56 | Commercial_2026_SC B_GWh_Before Competition Groups_56 | CEE Tier 2/Energy Star Clothes Washers | 0.0104% | 0 | 0.69645 | Commercial_2026_SC B_GWh_Before Competition Groups_CEE Tier 2/Energy Star Clothes Washers
Commercial | Com ¦ Notched V belts for HVAC Systems | 2026 | SC B | GWh | Before Competition Groups | 0.67988 | 0 | 0 | 6695.4692 | 0.00010154 | 57 | Commercial_2026_SC B_GWh_Before Competition Groups_57 | Notched V belts for HVAC Systems | 0.01015% | 0 | 0.67988 | Commercial_2026_SC B_GWh_Before Competition Groups_Notched V belts for HVAC Systems
Commercial | Com ¦ Solar Water Preheat (Pools/DHW) | 2026 | SC B | GWh | Before Competition Groups | 0.55985 | 0 | 0 | 6695.4692 | 8.3616e-05 | 58 | Commercial_2026_SC B_GWh_Before Competition Groups_58 | Solar Water Preheat (Pools/DHW) | 0.008362% | 0 | 0.55985 | Commercial_2026_SC B_GWh_Before Competition Groups_Solar Water Preheat (Pools/DHW)
Commercial | Com ¦ PTAC (12 EER/10,000 BTU) | 2026 | SC B | GWh | Before Competition Groups | 0.44448 | 0 | 0 | 6695.4692 | 6.6385e-05 | 59 | Commercial_2026_SC B_GWh_Before Competition Groups_59 | PTAC (12 EER/10,000 BTU) | 0.006638% | 0 | 0.44448 | Commercial_2026_SC B_GWh_Before Competition Groups_PTAC (12 EER/10,000 BTU)
Commercial | Com ¦ Low Flow Pre-Rinse Spray Nozzle | 2026 | SC B | GWh | Before Competition Groups | 0.40918 | 0 | 0 | 6695.4692 | 6.1112e-05 | 60 | Commercial_2026_SC B_GWh_Before Competition Groups_60 | Low Flow Pre-Rinse Spray Nozzle | 0.006111% | 0 | 0.40918 | Commercial_2026_SC B_GWh_Before Competition Groups_Low Flow Pre-Rinse Spray Nozzle
Commercial | COM ¦ Ductless Mini-Split Heat Pumps | 2026 | SC B | GWh | Before Competition Groups | 0.37771 | 0 | 0 | 6695.4692 | 5.6413e-05 | 61 | Commercial_2026_SC B_GWh_Before Competition Groups_61 | Ductless Mini-Split Heat Pumps | 0.005641% | 0 | 0.37771 | Commercial_2026_SC B_GWh_Before Competition Groups_Ductless Mini-Split Heat Pumps
Commercial | Com ¦ HVAC Optimization | 2026 | SC B | GWh | Before Competition Groups | 0.21399 | 0 | 0 | 6695.4692 | 3.196e-05 | 62 | Commercial_2026_SC B_GWh_Before Competition Groups_62 | HVAC Optimization | 0.003196% | 0 | 0.21399 | Commercial_2026_SC B_GWh_Before Competition Groups_HVAC Optimization
Commercial | Com ¦ Commercial Hot Food Holding Cabinets | 2026 | SC B | GWh | Before Competition Groups | 0.17404 | 0 | 0 | 6695.4692 | 2.5993e-05 | 63 | Commercial_2026_SC B_GWh_Before Competition Groups_63 | Commercial Hot Food Holding Cabinets | 0.002599% | 0 | 0.17404 | Commercial_2026_SC B_GWh_Before Competition Groups_Commercial Hot Food Holding Cabinets
Commercial | Com ¦ High Efficiency Small Instantaneous Water Heater | 2026 | SC B | GWh | Before Competition Groups | 0.12576 | 0 | 0 | 6695.4692 | 1.8782e-05 | 64 | Commercial_2026_SC B_GWh_Before Competition Groups_64 | High Efficiency Small Instantaneous Water Heater | 0.001878% | 0 | 0.12576 | Commercial_2026_SC B_GWh_Before Competition Groups_High Efficiency Small Instantaneous Water Heater
Commercial | Com ¦ Wall Insulation | 2026 | SC B | GWh | Before Competition Groups | 0.11598 | 0 | 0 | 6695.4692 | 1.7323e-05 | 65 | Commercial_2026_SC B_GWh_Before Competition Groups_65 | Wall Insulation | 0.001732% | 0 | 0.11598 | Commercial_2026_SC B_GWh_Before Competition Groups_Wall Insulation
Commercial | Com ¦ Energy Recovery Ventilation and Ventilation (Enhanced) | 2026 | SC B | GWh | Before Competition Groups | 0.10115 | 0 | 0 | 6695.4692 | 1.5108e-05 | 66 | Commercial_2026_SC B_GWh_Before Competition Groups_66 | Energy Recovery Ventilation and Ventilation (Enhanced) | 0.001511% | 0 | 0.10115 | Commercial_2026_SC B_GWh_Before Competition Groups_Energy Recovery Ventilation and Ventilation (Enhanced)
Commercial | Com ¦ LED RECESSED DOWNLIGHTS | 2026 | SC B | GWh | Before Competition Groups | 0.034039 | 0 | 0 | 6695.4692 | 5.0839e-06 | 67 | Commercial_2026_SC B_GWh_Before Competition Groups_67 | LED RECESSED DOWNLIGHTS | 0.0005084% | 0 | 0.034039 | Commercial_2026_SC B_GWh_Before Competition Groups_LED RECESSED DOWNLIGHTS
Commercial | Com ¦ Air Curtains | 2026 | SC B | GWh | Before Competition Groups | 0.030642 | 0 | 0 | 6695.4692 | 4.5766e-06 | 68 | Commercial_2026_SC B_GWh_Before Competition Groups_68 | Air Curtains | 0.0004577% | 0 | 0.030642 | Commercial_2026_SC B_GWh_Before Competition Groups_Air Curtains
Commercial | Com ¦ Room AC (w/ louvered sides) 14 SEER from 12 SEER code | 2026 | SC B | GWh | Before Competition Groups | 0.025873 | 0 | 0 | 6695.4692 | 3.8642e-06 | 69 | Commercial_2026_SC B_GWh_Before Competition Groups_69 | Room AC (w/ louvered sides) 14 SEER from 12 SEER code | 0.0003864% | 0 | 0.025873 | Commercial_2026_SC B_GWh_Before Competition Groups_Room AC (w/ louvered sides) 14 SEER from 12 SEER code
Commercial | Com ¦ High Efficiency Chiller (avg of water and air cooled) | 2026 | SC B | GWh | Before Competition Groups | 0.024223 | 0 | 0 | 6695.4692 | 3.6179e-06 | 70 | Commercial_2026_SC B_GWh_Before Competition Groups_70 | High Efficiency Chiller (avg of water and air cooled) | 0.0003618% | 0 | 0.024223 | Commercial_2026_SC B_GWh_Before Competition Groups_High Efficiency Chiller (avg of water and air cooled)
Commercial | Com ¦ VSD Air Compressor | 2026 | SC B | GWh | Before Competition Groups | 0.019022 | 0 | 0 | 6695.4692 | 2.8411e-06 | 71 | Commercial_2026_SC B_GWh_Before Competition Groups_71 | VSD Air Compressor | 0.0002841% | 0 | 0.019022 | Commercial_2026_SC B_GWh_Before Competition Groups_VSD Air Compressor
Commercial | Com ¦ EC Plug Fan for Data Center (under cabinet) | 2026 | SC B | GWh | Before Competition Groups | 0.013868 | 0 | 0 | 6695.4692 | 2.0712e-06 | 72 | Commercial_2026_SC B_GWh_Before Competition Groups_72 | EC Plug Fan for Data Center (under cabinet) | 0.0002071% | 0 | 0.013868 | Commercial_2026_SC B_GWh_Before Competition Groups_EC Plug Fan for Data Center (under cabinet)
Commercial | Com ¦ Electric Convection Combination Ovens | 2026 | SC B | GWh | Before Competition Groups | 0.0018953 | 0 | 0 | 6695.4692 | 2.8308e-07 | 73 | Commercial_2026_SC B_GWh_Before Competition Groups_73 | Electric Convection Combination Ovens | 2.831e-05% | 0 | 0.0018953 | Commercial_2026_SC B_GWh_Before Competition Groups_Electric Convection Combination Ovens
Commercial | Com ¦ LLLC - Low Impact Application | 2026 | SC B | GWh | Before Competition Groups | 2.4216e-18 | 0 | 0 | 6695.4692 | 3.6168e-22 | 74 | Commercial_2026_SC B_GWh_Before Competition Groups_74 | LLLC - Low Impact Application | 3.617e-20% | 0 | 2.4216e-18 | Commercial_2026_SC B_GWh_Before Competition Groups_LLLC - Low Impact Application
Commercial | Com ¦ LLLC - High Impact Application | 2026 | SC B | GWh | Before Competition Groups | 8.5538e-19 | 0 | 0 | 6695.4692 | 1.2775e-22 | 75 | Commercial_2026_SC B_GWh_Before Competition Groups_75 | LLLC - High Impact Application | 1.278e-20% | 0 | 8.5538e-19 | Commercial_2026_SC B_GWh_Before Competition Groups_LLLC - High Impact Application
Commercial | Com ¦ Networked/Connected - High Impact Application | 2026 | SC B | GWh | Before Competition Groups | 9.8249e-21 | 0 | 0 | 6695.4692 | 1.4674e-24 | 76 | Commercial_2026_SC B_GWh_Before Competition Groups_76 | Networked/Connected - High Impact Application | 1.467e-22% | 0 | 9.8249e-21 | Commercial_2026_SC B_GWh_Before Competition Groups_Networked/Connected - High Impact Application
Commercial | Com ¦ Networked/Connected - Low Impact Application | 2026 | SC B | GWh | Before Competition Groups | 5.1026e-21 | 0 | 0 | 6695.4692 | 7.621e-25 | 77 | Commercial_2026_SC B_GWh_Before Competition Groups_77 | Networked/Connected - Low Impact Application | 7.621e-23% | 0 | 5.1026e-21 | Commercial_2026_SC B_GWh_Before Competition Groups_Networked/Connected - Low Impact Application
Commercial | Com ¦ Efficient compressor motor | 2026 | SC B | GWh | Before Competition Groups | 0 | 0 | 0 | 6695.4692 | 0 | 78 | Commercial_2026_SC B_GWh_Before Competition Groups_78 | Efficient compressor motor | 0% | 0 | 0 | Commercial_2026_SC B_GWh_Before Competition Groups_Efficient compressor motor
Commercial | Com ¦ Indoor Daylight Sensors/Photocell Dimming Control | 2026 | SC B | GWh | Before Competition Groups | 0 | 0 | 0 | 6695.4692 | 0 | 79 | Commercial_2026_SC B_GWh_Before Competition Groups_79 | Indoor Daylight Sensors/Photocell Dimming Control | 0% | 0 | 0 | Commercial_2026_SC B_GWh_Before Competition Groups_Indoor Daylight Sensors/Photocell Dimming Control
Commercial | Com ¦ Variable Refrigerant Flow Heat Pump | 2026 | SC B | GWh | Before Competition Groups | 0 | 0 | 0 | 6695.4692 | 0 | 80 | Commercial_2026_SC B_GWh_Before Competition Groups_80 | Variable Refrigerant Flow Heat Pump | 0% | 0 | 0 | Commercial_2026_SC B_GWh_Before Competition Groups_Variable Refrigerant Flow Heat Pump
Commercial | Com ¦ ENERGY STAR LED LAMPS (REFLECTOR LAMPs/MR16/PAR 16) | 2026 | SC C | GWh | Before Competition Groups | 702.5254 | 0 | 0 | 5174.9581 | 0.13575 | 1 | Commercial_2026_SC C_GWh_Before Competition Groups_1 | ENERGY STAR LED LAMPS (REFLECTOR LAMPs/MR16/PAR 16) | 13.58% | 0 | 702.5254 | Commercial_2026_SC C_GWh_Before Competition Groups_ENERGY STAR LED LAMPS (REFLECTOR LAMPs/MR16/PAR 16)
Commercial | Com ¦ LED Low/High Bay | 2026 | SC C | GWh | Before Competition Groups | 554.9203 | 0 | 0 | 5174.9581 | 0.10723 | 2 | Commercial_2026_SC C_GWh_Before Competition Groups_2 | LED Low/High Bay | 10.72% | 0 | 554.9203 | Commercial_2026_SC C_GWh_Before Competition Groups_LED Low/High Bay
Commercial | Com ¦ LED Troffer/Surface/Suspended | 2026 | SC C | GWh | Before Competition Groups | 549.2924 | 0 | 0 | 5174.9581 | 0.10614 | 3 | Commercial_2026_SC C_GWh_Before Competition Groups_3 | LED Troffer/Surface/Suspended | 10.61% | 0 | 549.2924 | Commercial_2026_SC C_GWh_Before Competition Groups_LED Troffer/Surface/Suspended
Commercial | Com ¦ LED EXTERIOR AREA LIGHTS - LED fixture (200W) | 2026 | SC C | GWh | Before Competition Groups | 437.9013 | 0 | 0 | 5174.9581 | 0.084619 | 4 | Commercial_2026_SC C_GWh_Before Competition Groups_4 | LED EXTERIOR AREA LIGHTS - LED fixture (200W) | 8.462% | 0 | 437.9013 | Commercial_2026_SC C_GWh_Before Competition Groups_LED EXTERIOR AREA LIGHTS - LED fixture (200W)
Commercial | Com ¦ LED parking lot fixture | 2026 | SC C | GWh | Before Competition Groups | 426.2871 | 0 | 0 | 5174.9581 | 0.082375 | 5 | Commercial_2026_SC C_GWh_Before Competition Groups_5 | LED parking lot fixture | 8.237% | 0 | 426.2871 | Commercial_2026_SC C_GWh_Before Competition Groups_LED parking lot fixture
Commercial | Com ¦ LED Replacement Lamp (Tube) | 2026 | SC C | GWh | Before Competition Groups | 344.4779 | 0 | 0 | 5174.9581 | 0.066566 | 6 | Commercial_2026_SC C_GWh_Before Competition Groups_6 | LED Replacement Lamp (Tube) | 6.657% | 0 | 344.4779 | Commercial_2026_SC C_GWh_Before Competition Groups_LED Replacement Lamp (Tube)
Commercial | Com ¦ LED street light fixture | 2026 | SC C | GWh | Before Competition Groups | 255.7624 | 0 | 0 | 5174.9581 | 0.049423 | 7 | Commercial_2026_SC C_GWh_Before Competition Groups_7 | LED street light fixture | 4.942% | 0 | 255.7624 | Commercial_2026_SC C_GWh_Before Competition Groups_LED street light fixture
Commercial | Com ¦ Building Recommissioning, Operations and Maintenance (O&M) Improvements | 2026 | SC C | GWh | Before Competition Groups | 238.5985 | 0 | 0 | 5174.9581 | 0.046106 | 8 | Commercial_2026_SC C_GWh_Before Competition Groups_8 | Building Recommissioning, Operations and Maintenance (O&M) Improvements | 4.611% | 0 | 238.5985 | Commercial_2026_SC C_GWh_Before Competition Groups_Building Recommissioning, Operations and Maintenance (O&M) Improvements
Commercial | Com ¦ Furnace Tune-Up | 2026 | SC C | GWh | Before Competition Groups | 156.1771 | 0 | 0 | 5174.9581 | 0.030179 | 9 | Commercial_2026_SC C_GWh_Before Competition Groups_9 | Furnace Tune-Up | 3.018% | 0 | 156.1771 | Commercial_2026_SC C_GWh_Before Competition Groups_Furnace Tune-Up
Commercial | Com ¦ Data Center Storage/Server Virtualization | 2026 | SC C | GWh | Before Competition Groups | 155.8053 | 0 | 0 | 5174.9581 | 0.030108 | 10 | Commercial_2026_SC C_GWh_Before Competition Groups_10 | Data Center Storage/Server Virtualization | 3.011% | 0 | 155.8053 | Commercial_2026_SC C_GWh_Before Competition Groups_Data Center Storage/Server Virtualization
Commercial | Com ¦ Reach-in Shaded Pole to ECM/PSC Evaporator Fan Motor | 2026 | SC C | GWh | Before Competition Groups | 125.1238 | 0 | 0 | 5174.9581 | 0.024179 | 11 | Commercial_2026_SC C_GWh_Before Competition Groups_11 | Reach-in Shaded Pole to ECM/PSC Evaporator Fan Motor | 2.418% | 0 | 125.1238 | Commercial_2026_SC C_GWh_Before Competition Groups_Reach-in Shaded Pole to ECM/PSC Evaporator Fan Motor
Commercial | Com ¦ High Efficiency Air Source Heat Pump | 2026 | SC C | GWh | Before Competition Groups | 123.2283 | 0 | 0 | 5174.9581 | 0.023812 | 12 | Commercial_2026_SC C_GWh_Before Competition Groups_12 | High Efficiency Air Source Heat Pump | 2.381% | 0 | 123.2283 | Commercial_2026_SC C_GWh_Before Competition Groups_High Efficiency Air Source Heat Pump
Commercial | Com ¦ LED or Equivalent Sign Lighting | 2026 | SC C | GWh | Before Competition Groups | 114.8833 | 0 | 0 | 5174.9581 | 0.0222 | 13 | Commercial_2026_SC C_GWh_Before Competition Groups_13 | LED or Equivalent Sign Lighting | 2.22% | 0 | 114.8833 | Commercial_2026_SC C_GWh_Before Competition Groups_LED or Equivalent Sign Lighting
Commercial | Com ¦ ENERGY STAR LED LAMPS (General Service Lamps) | 2026 | SC C | GWh | Before Competition Groups | 90.6591 | 0 | 0 | 5174.9581 | 0.017519 | 14 | Commercial_2026_SC C_GWh_Before Competition Groups_14 | ENERGY STAR LED LAMPS (General Service Lamps) | 1.752% | 0 | 90.6591 | Commercial_2026_SC C_GWh_Before Competition Groups_ENERGY STAR LED LAMPS (General Service Lamps)
Commercial | Com ¦ Refrigerated Display Case Doors | 2026 | SC C | GWh | Before Competition Groups | 85.4478 | 0 | 0 | 5174.9581 | 0.016512 | 15 | Commercial_2026_SC C_GWh_Before Competition Groups_15 | Refrigerated Display Case Doors | 1.651% | 0 | 85.4478 | Commercial_2026_SC C_GWh_Before Competition Groups_Refrigerated Display Case Doors
Commercial | Com ¦ Education and Capacity Building/Energy Behavior | 2026 | SC C | GWh | Before Competition Groups | 81.2132 | 0 | 0 | 5174.9581 | 0.015693 | 16 | Commercial_2026_SC C_GWh_Before Competition Groups_16 | Education and Capacity Building/Energy Behavior | 1.569% | 0 | 81.2132 | Commercial_2026_SC C_GWh_Before Competition Groups_Education and Capacity Building/Energy Behavior
Commercial | Com ¦ Strip Curtains | 2026 | SC C | GWh | Before Competition Groups | 78.7022 | 0 | 0 | 5174.9581 | 0.015208 | 17 | Commercial_2026_SC C_GWh_Before Competition Groups_17 | Strip Curtains | 1.521% | 0 | 78.7022 | Commercial_2026_SC C_GWh_Before Competition Groups_Strip Curtains
Commercial | Com ¦ Demand Control Ventilation | 2026 | SC C | GWh | Before Competition Groups | 59.6016 | 0 | 0 | 5174.9581 | 0.011517 | 18 | Commercial_2026_SC C_GWh_Before Competition Groups_18 | Demand Control Ventilation | 1.152% | 0 | 59.6016 | Commercial_2026_SC C_GWh_Before Competition Groups_Demand Control Ventilation
Commercial | Com ¦ Advanced BAS/Controllers | 2026 | SC C | GWh | Before Competition Groups | 59.057 | 0 | 0 | 5174.9581 | 0.011412 | 19 | Commercial_2026_SC C_GWh_Before Competition Groups_19 | Advanced BAS/Controllers | 1.141% | 0 | 59.057 | Commercial_2026_SC C_GWh_Before Competition Groups_Advanced BAS/Controllers
Commercial | Com ¦ Centrally controlled desktop PC/NETWORK PC POWER MANAGEMENT SOFTWARE | 2026 | SC C | GWh | Before Competition Groups | 55.3583 | 0 | 0 | 5174.9581 | 0.010697 | 20 | Commercial_2026_SC C_GWh_Before Competition Groups_20 | Centrally controlled desktop PC/NETWORK PC POWER MANAGEMENT SOFTWARE | 1.07% | 0 | 55.3583 | Commercial_2026_SC C_GWh_Before Competition Groups_Centrally controlled desktop PC/NETWORK PC POWER MANAGEMENT SOFTWARE
Commercial | Com ¦ Variable Frequency Drive (VFD) | 2026 | SC C | GWh | Before Competition Groups | 52.0436 | 0 | 0 | 5174.9581 | 0.010057 | 21 | Commercial_2026_SC C_GWh_Before Competition Groups_21 | Variable Frequency Drive (VFD) | 1.006% | 0 | 52.0436 | Commercial_2026_SC C_GWh_Before Competition Groups_Variable Frequency Drive (VFD)
Commercial | Com ¦ VFD on Pumps | 2026 | SC C | GWh | Before Competition Groups | 48.5965 | 0 | 0 | 5174.9581 | 0.0093907 | 22 | Commercial_2026_SC C_GWh_Before Competition Groups_22 | VFD on Pumps | 0.9391% | 0 | 48.5965 | Commercial_2026_SC C_GWh_Before Competition Groups_VFD on Pumps
Commercial | Com ¦ Adaptive Thermostats | 2026 | SC C | GWh | Before Competition Groups | 41.5388 | 0 | 0 | 5174.9581 | 0.0080269 | 23 | Commercial_2026_SC C_GWh_Before Competition Groups_23 | Adaptive Thermostats | 0.8027% | 0 | 41.5388 | Commercial_2026_SC C_GWh_Before Competition Groups_Adaptive Thermostats
Commercial | Com ¦ Air Handler with Dedicated Outdoor Air Systems | 2026 | SC C | GWh | Before Competition Groups | 28.9445 | 0 | 0 | 5174.9581 | 0.0055932 | 24 | Commercial_2026_SC C_GWh_Before Competition Groups_24 | Air Handler with Dedicated Outdoor Air Systems | 0.5593% | 0 | 28.9445 | Commercial_2026_SC C_GWh_Before Competition Groups_Air Handler with Dedicated Outdoor Air Systems
Commercial | Com ¦ Unitary Air-Conditioning Unit | 2026 | SC C | GWh | Before Competition Groups | 28.3615 | 0 | 0 | 5174.9581 | 0.0054805 | 25 | Commercial_2026_SC C_GWh_Before Competition Groups_25 | Unitary Air-Conditioning Unit | 0.5481% | 0 | 28.3615 | Commercial_2026_SC C_GWh_Before Competition Groups_Unitary Air-Conditioning Unit
Commercial | Com ¦ Refrigerated Display Case LED | 2026 | SC C | GWh | Before Competition Groups | 24.6288 | 0 | 0 | 5174.9581 | 0.0047592 | 26 | Commercial_2026_SC C_GWh_Before Competition Groups_26 | Refrigerated Display Case LED | 0.4759% | 0 | 24.6288 | Commercial_2026_SC C_GWh_Before Competition Groups_Refrigerated Display Case LED
Commercial | Com ¦ ECM MOTORS FOR EVAPORATOR FANS for refrigeration (WALK-IN) | 2026 | SC C | GWh | Before Competition Groups | 24.2561 | 0 | 0 | 5174.9581 | 0.0046872 | 27 | Commercial_2026_SC C_GWh_Before Competition Groups_27 | ECM MOTORS FOR EVAPORATOR FANS for refrigeration (WALK-IN) | 0.4687% | 0 | 24.2561 | Commercial_2026_SC C_GWh_Before Competition Groups_ECM MOTORS FOR EVAPORATOR FANS for refrigeration (WALK-IN)
Commercial | Com ¦ Condensing Unit Heaters or other Efficient Unit Heating System | 2026 | SC C | GWh | Before Competition Groups | 23.4844 | 0 | 0 | 5174.9581 | 0.0045381 | 28 | Commercial_2026_SC C_GWh_Before Competition Groups_28 | Condensing Unit Heaters or other Efficient Unit Heating System | 0.4538% | 0 | 23.4844 | Commercial_2026_SC C_GWh_Before Competition Groups_Condensing Unit Heaters or other Efficient Unit Heating System
Commercial | Com ¦ Demand Control Kitchen Ventilation | 2026 | SC C | GWh | Before Competition Groups | 21.0785 | 0 | 0 | 5174.9581 | 0.0040732 | 29 | Commercial_2026_SC C_GWh_Before Competition Groups_29 | Demand Control Kitchen Ventilation | 0.4073% | 0 | 21.0785 | Commercial_2026_SC C_GWh_Before Competition Groups_Demand Control Kitchen Ventilation
Commercial | Com ¦ Freezer Case Light Sensor | 2026 | SC C | GWh | Before Competition Groups | 19.9078 | 0 | 0 | 5174.9581 | 0.003847 | 30 | Commercial_2026_SC C_GWh_Before Competition Groups_30 | Freezer Case Light Sensor | 0.3847% | 0 | 19.9078 | Commercial_2026_SC C_GWh_Before Competition Groups_Freezer Case Light Sensor
Commercial | Com ¦ Evaporator Fan Controls | 2026 | SC C | GWh | Before Competition Groups | 19.4192 | 0 | 0 | 5174.9581 | 0.0037525 | 31 | Commercial_2026_SC C_GWh_Before Competition Groups_31 | Evaporator Fan Controls | 0.3753% | 0 | 19.4192 | Commercial_2026_SC C_GWh_Before Competition Groups_Evaporator Fan Controls
Commercial | Com ¦ Door Gasket Freezer/Refrigerator | 2026 | SC C | GWh | Before Competition Groups | 16.1603 | 0 | 0 | 5174.9581 | 0.0031228 | 32 | Commercial_2026_SC C_GWh_Before Competition Groups_32 | Door Gasket Freezer/Refrigerator | 0.3123% | 0 | 16.1603 | Commercial_2026_SC C_GWh_Before Competition Groups_Door Gasket Freezer/Refrigerator
Commercial | Com ¦ ENERGY STAR Griddle (74% eff) | 2026 | SC C | GWh | Before Competition Groups | 16.0894 | 0 | 0 | 5174.9581 | 0.0031091 | 33 | Commercial_2026_SC C_GWh_Before Competition Groups_33 | ENERGY STAR Griddle (74% eff) | 0.3109% | 0 | 16.0894 | Commercial_2026_SC C_GWh_Before Competition Groups_ENERGY STAR Griddle (74% eff)
Commercial | Com ¦ Chilled Water Optimization | 2026 | SC C | GWh | Before Competition Groups | 13.9309 | 0 | 0 | 5174.9581 | 0.002692 | 34 | Commercial_2026_SC C_GWh_Before Competition Groups_34 | Chilled Water Optimization | 0.2692% | 0 | 13.9309 | Commercial_2026_SC C_GWh_Before Competition Groups_Chilled Water Optimization
Commercial | Com ¦ Occupancy Sensors | 2026 | SC C | GWh | Before Competition Groups | 13.6002 | 0 | 0 | 5174.9581 | 0.0026281 | 35 | Commercial_2026_SC C_GWh_Before Competition Groups_35 | Occupancy Sensors | 0.2628% | 0 | 13.6002 | Commercial_2026_SC C_GWh_Before Competition Groups_Occupancy Sensors
Commercial | Com ¦ Elec Storage WH 2.30 Et | 2026 | SC C | GWh | Before Competition Groups | 7.8837 | 0 | 0 | 5174.9581 | 0.0015234 | 36 | Commercial_2026_SC C_GWh_Before Competition Groups_36 | Elec Storage WH 2.30 Et | 0.1523% | 0 | 7.8837 | Commercial_2026_SC C_GWh_Before Competition Groups_Elec Storage WH 2.30 Et
Commercial | Com ¦ Temperature Adjustment in Commercial Freezers | 2026 | SC C | GWh | Before Competition Groups | 7.4341 | 0 | 0 | 5174.9581 | 0.0014366 | 37 | Commercial_2026_SC C_GWh_Before Competition Groups_37 | Temperature Adjustment in Commercial Freezers | 0.1437% | 0 | 7.4341 | Commercial_2026_SC C_GWh_Before Competition Groups_Temperature Adjustment in Commercial Freezers
Commercial | Com ¦ BEVERAGE VENDING MACHINE CONTROLS | 2026 | SC C | GWh | Before Competition Groups | 7.2857 | 0 | 0 | 5174.9581 | 0.0014079 | 38 | Commercial_2026_SC C_GWh_Before Competition Groups_38 | BEVERAGE VENDING MACHINE CONTROLS | 0.1408% | 0 | 7.2857 | Commercial_2026_SC C_GWh_Before Competition Groups_BEVERAGE VENDING MACHINE CONTROLS
Commercial | Com ¦ CO Sensors for parking garage exhaust fans | 2026 | SC C | GWh | Before Competition Groups | 6.9645 | 0 | 0 | 5174.9581 | 0.0013458 | 39 | Commercial_2026_SC C_GWh_Before Competition Groups_39 | CO Sensors for parking garage exhaust fans | 0.1346% | 0 | 6.9645 | Commercial_2026_SC C_GWh_Before Competition Groups_CO Sensors for parking garage exhaust fans
Commercial | Com ¦ Energy Efficient Laboratory Fume Hood | 2026 | SC C | GWh | Before Competition Groups | 6.4236 | 0 | 0 | 5174.9581 | 0.0012413 | 40 | Commercial_2026_SC C_GWh_Before Competition Groups_40 | Energy Efficient Laboratory Fume Hood | 0.1241% | 0 | 6.4236 | Commercial_2026_SC C_GWh_Before Competition Groups_Energy Efficient Laboratory Fume Hood
Commercial | Com ¦ ENERGY STAR Fryer (84% eff) | 2026 | SC C | GWh | Before Competition Groups | 5.811 | 0 | 0 | 5174.9581 | 0.0011229 | 41 | Commercial_2026_SC C_GWh_Before Competition Groups_41 | ENERGY STAR Fryer (84% eff) | 0.1123% | 0 | 5.811 | Commercial_2026_SC C_GWh_Before Competition Groups_ENERGY STAR Fryer (84% eff)
Commercial | Com ¦ Vertical Night Covers | 2026 | SC C | GWh | Before Competition Groups | 5.7603 | 0 | 0 | 5174.9581 | 0.0011131 | 42 | Commercial_2026_SC C_GWh_Before Competition Groups_42 | Vertical Night Covers | 0.1113% | 0 | 5.7603 | Commercial_2026_SC C_GWh_Before Competition Groups_Vertical Night Covers
Commercial | Com ¦ Outside Air Economizer | 2026 | SC C | GWh | Before Competition Groups | 5.7042 | 0 | 0 | 5174.9581 | 0.0011023 | 43 | Commercial_2026_SC C_GWh_Before Competition Groups_43 | Outside Air Economizer | 0.1102% | 0 | 5.7042 | Commercial_2026_SC C_GWh_Before Competition Groups_Outside Air Economizer
Commercial | Com ¦ Duct Insulation, R8 | 2026 | SC C | GWh | Before Competition Groups | 5.2255 | 0 | 0 | 5174.9581 | 0.0010098 | 44 | Commercial_2026_SC C_GWh_Before Competition Groups_44 | Duct Insulation, R8 | 0.101% | 0 | 5.2255 | Commercial_2026_SC C_GWh_Before Competition Groups_Duct Insulation, R8
Commercial | Com ¦ Water Source Heat Pump (4 ton) | 2026 | SC C | GWh | Before Competition Groups | 5.2029 | 0 | 0 | 5174.9581 | 0.0010054 | 45 | Commercial_2026_SC C_GWh_Before Competition Groups_45 | Water Source Heat Pump (4 ton) | 0.1005% | 0 | 5.2029 | Commercial_2026_SC C_GWh_Before Competition Groups_Water Source Heat Pump (4 ton)
Commercial | Com ¦ Water Heating (DHW) Pipe Insulation (Add 3/4\ Foam)" | 2026 | SC C | GWh | Before Competition Groups | 4.9876 | 0 | 0 | 5174.9581 | 0.0009638 | 46 | Commercial_2026_SC C_GWh_Before Competition Groups_46 | Water Heating (DHW) Pipe Insulation (Add 3/4\ Foam)" | 0.09638% | 0 | 4.9876 | Commercial_2026_SC C_GWh_Before Competition Groups_Water Heating (DHW) Pipe Insulation (Add 3/4\ Foam)"
Commercial | Com ¦ Suction Pipe Insulation Freezer/Refrigerator | 2026 | SC C | GWh | Before Competition Groups | 3.1542 | 0 | 0 | 5174.9581 | 0.0006095 | 47 | Commercial_2026_SC C_GWh_Before Competition Groups_47 | Suction Pipe Insulation Freezer/Refrigerator | 0.06095% | 0 | 3.1542 | Commercial_2026_SC C_GWh_Before Competition Groups_Suction Pipe Insulation Freezer/Refrigerator
Commercial | Com ¦ ENERGY STAR Dishwasher | 2026 | SC C | GWh | Before Competition Groups | 2.9538 | 0 | 0 | 5174.9581 | 0.00057079 | 48 | Commercial_2026_SC C_GWh_Before Competition Groups_48 | ENERGY STAR Dishwasher | 0.05708% | 0 | 2.9538 | Commercial_2026_SC C_GWh_Before Competition Groups_ENERGY STAR Dishwasher
Commercial | Com ¦ ENERGY STAR Steam Cookers | 2026 | SC C | GWh | Before Competition Groups | 2.7746 | 0 | 0 | 5174.9581 | 0.00053617 | 49 | Commercial_2026_SC C_GWh_Before Competition Groups_49 | ENERGY STAR Steam Cookers | 0.05362% | 0 | 2.7746 | Commercial_2026_SC C_GWh_Before Competition Groups_ENERGY STAR Steam Cookers
Commercial | Com ¦ Thermostat Setback | 2026 | SC C | GWh | Before Competition Groups | 1.8493 | 0 | 0 | 5174.9581 | 0.00035736 | 50 | Commercial_2026_SC C_GWh_Before Competition Groups_50 | Thermostat Setback | 0.03574% | 0 | 1.8493 | Commercial_2026_SC C_GWh_Before Competition Groups_Thermostat Setback
Commercial | Com ¦ Ozone Laundry Treatment | 2026 | SC C | GWh | Before Competition Groups | 1.5495 | 0 | 0 | 5174.9581 | 0.00029942 | 51 | Commercial_2026_SC C_GWh_Before Competition Groups_51 | Ozone Laundry Treatment | 0.02994% | 0 | 1.5495 | Commercial_2026_SC C_GWh_Before Competition Groups_Ozone Laundry Treatment
Commercial | Com ¦ Condensing Make Up Air Unit | 2026 | SC C | GWh | Before Competition Groups | 1.2869 | 0 | 0 | 5174.9581 | 0.00024868 | 52 | Commercial_2026_SC C_GWh_Before Competition Groups_52 | Condensing Make Up Air Unit | 0.02487% | 0 | 1.2869 | Commercial_2026_SC C_GWh_Before Competition Groups_Condensing Make Up Air Unit
Commercial | Com ¦ Demand controlled Circulating Systems | 2026 | SC C | GWh | Before Competition Groups | 1.0614 | 0 | 0 | 5174.9581 | 0.00020509 | 53 | Commercial_2026_SC C_GWh_Before Competition Groups_53 | Demand controlled Circulating Systems | 0.02051% | 0 | 1.0614 | Commercial_2026_SC C_GWh_Before Competition Groups_Demand controlled Circulating Systems
Commercial | Com ¦ ECM MOTORS FOR HVAC APPLICATION (FAN-POWERED VAV BOX) | 2026 | SC C | GWh | Before Competition Groups | 0.76478 | 0 | 0 | 5174.9581 | 0.00014779 | 54 | Commercial_2026_SC C_GWh_Before Competition Groups_54 | ECM MOTORS FOR HVAC APPLICATION (FAN-POWERED VAV BOX) | 0.01478% | 0 | 0.76478 | Commercial_2026_SC C_GWh_Before Competition Groups_ECM MOTORS FOR HVAC APPLICATION (FAN-POWERED VAV BOX)
Commercial | Com ¦ LLLC - High Impact Application | 2026 | SC C | GWh | Before Competition Groups | 0.65395 | 0 | 0 | 5174.9581 | 0.00012637 | 55 | Commercial_2026_SC C_GWh_Before Competition Groups_55 | LLLC - High Impact Application | 0.01264% | 0 | 0.65395 | Commercial_2026_SC C_GWh_Before Competition Groups_LLLC - High Impact Application
Commercial | Com ¦ CEE Tier 2/Energy Star Clothes Washers | 2026 | SC C | GWh | Before Competition Groups | 0.58557 | 0 | 0 | 5174.9581 | 0.00011315 | 56 | Commercial_2026_SC C_GWh_Before Competition Groups_56 | CEE Tier 2/Energy Star Clothes Washers | 0.01132% | 0 | 0.58557 | Commercial_2026_SC C_GWh_Before Competition Groups_CEE Tier 2/Energy Star Clothes Washers
Commercial | Com ¦ LLLC - Low Impact Application | 2026 | SC C | GWh | Before Competition Groups | 0.39692 | 0 | 0 | 5174.9581 | 7.6699e-05 | 57 | Commercial_2026_SC C_GWh_Before Competition Groups_57 | LLLC - Low Impact Application | 0.00767% | 0 | 0.39692 | Commercial_2026_SC C_GWh_Before Competition Groups_LLLC - Low Impact Application
Commercial | Com ¦ Low Flow Pre-Rinse Spray Nozzle | 2026 | SC C | GWh | Before Competition Groups | 0.31186 | 0 | 0 | 5174.9581 | 6.0263e-05 | 58 | Commercial_2026_SC C_GWh_Before Competition Groups_58 | Low Flow Pre-Rinse Spray Nozzle | 0.006026% | 0 | 0.31186 | Commercial_2026_SC C_GWh_Before Competition Groups_Low Flow Pre-Rinse Spray Nozzle
Commercial | Com ¦ Notched V belts for HVAC Systems | 2026 | SC C | GWh | Before Competition Groups | 0.31181 | 0 | 0 | 5174.9581 | 6.0254e-05 | 59 | Commercial_2026_SC C_GWh_Before Competition Groups_59 | Notched V belts for HVAC Systems | 0.006025% | 0 | 0.31181 | Commercial_2026_SC C_GWh_Before Competition Groups_Notched V belts for HVAC Systems
Commercial | Com ¦ Auto Off Time Switch or Time Clock control | 2026 | SC C | GWh | Before Competition Groups | 0.2989 | 0 | 0 | 5174.9581 | 5.7759e-05 | 60 | Commercial_2026_SC C_GWh_Before Competition Groups_60 | Auto Off Time Switch or Time Clock control | 0.005776% | 0 | 0.2989 | Commercial_2026_SC C_GWh_Before Competition Groups_Auto Off Time Switch or Time Clock control
Commercial | COM ¦ Ductless Mini-Split Heat Pumps | 2026 | SC C | GWh | Before Competition Groups | 0.26875 | 0 | 0 | 5174.9581 | 5.1932e-05 | 61 | Commercial_2026_SC C_GWh_Before Competition Groups_61 | Ductless Mini-Split Heat Pumps | 0.005193% | 0 | 0.26875 | Commercial_2026_SC C_GWh_Before Competition Groups_Ductless Mini-Split Heat Pumps
Commercial | Com ¦ Solar Water Preheat (Pools/DHW) | 2026 | SC C | GWh | Before Competition Groups | 0.21741 | 0 | 0 | 5174.9581 | 4.2011e-05 | 62 | Commercial_2026_SC C_GWh_Before Competition Groups_62 | Solar Water Preheat (Pools/DHW) | 0.004201% | 0 | 0.21741 | Commercial_2026_SC C_GWh_Before Competition Groups_Solar Water Preheat (Pools/DHW)
Commercial | Com ¦ HVAC Optimization | 2026 | SC C | GWh | Before Competition Groups | 0.21399 | 0 | 0 | 5174.9581 | 4.1351e-05 | 63 | Commercial_2026_SC C_GWh_Before Competition Groups_63 | HVAC Optimization | 0.004135% | 0 | 0.21399 | Commercial_2026_SC C_GWh_Before Competition Groups_HVAC Optimization
Commercial | Com ¦ PTAC (12 EER/10,000 BTU) | 2026 | SC C | GWh | Before Competition Groups | 0.17181 | 0 | 0 | 5174.9581 | 3.3201e-05 | 64 | Commercial_2026_SC C_GWh_Before Competition Groups_64 | PTAC (12 EER/10,000 BTU) | 0.00332% | 0 | 0.17181 | Commercial_2026_SC C_GWh_Before Competition Groups_PTAC (12 EER/10,000 BTU)
Commercial | Com ¦ Commercial Hot Food Holding Cabinets | 2026 | SC C | GWh | Before Competition Groups | 0.1195 | 0 | 0 | 5174.9581 | 2.3093e-05 | 65 | Commercial_2026_SC C_GWh_Before Competition Groups_65 | Commercial Hot Food Holding Cabinets | 0.002309% | 0 | 0.1195 | Commercial_2026_SC C_GWh_Before Competition Groups_Commercial Hot Food Holding Cabinets
Commercial | Com ¦ Air Curtains | 2026 | SC C | GWh | Before Competition Groups | 0.082352 | 0 | 0 | 5174.9581 | 1.5914e-05 | 66 | Commercial_2026_SC C_GWh_Before Competition Groups_66 | Air Curtains | 0.001591% | 0 | 0.082352 | Commercial_2026_SC C_GWh_Before Competition Groups_Air Curtains
Commercial | Com ¦ Wall Insulation | 2026 | SC C | GWh | Before Competition Groups | 0.047376 | 0 | 0 | 5174.9581 | 9.1548e-06 | 67 | Commercial_2026_SC C_GWh_Before Competition Groups_67 | Wall Insulation | 0.0009155% | 0 | 0.047376 | Commercial_2026_SC C_GWh_Before Competition Groups_Wall Insulation
Commercial | Com ¦ LED RECESSED DOWNLIGHTS | 2026 | SC C | GWh | Before Competition Groups | 0.034039 | 0 | 0 | 5174.9581 | 6.5776e-06 | 68 | Commercial_2026_SC C_GWh_Before Competition Groups_68 | LED RECESSED DOWNLIGHTS | 0.0006578% | 0 | 0.034039 | Commercial_2026_SC C_GWh_Before Competition Groups_LED RECESSED DOWNLIGHTS
Commercial | Com ¦ Energy Recovery Ventilation and Ventilation (Enhanced) | 2026 | SC C | GWh | Before Competition Groups | 0.029355 | 0 | 0 | 5174.9581 | 5.6725e-06 | 69 | Commercial_2026_SC C_GWh_Before Competition Groups_69 | Energy Recovery Ventilation and Ventilation (Enhanced) | 0.0005673% | 0 | 0.029355 | Commercial_2026_SC C_GWh_Before Competition Groups_Energy Recovery Ventilation and Ventilation (Enhanced)
Commercial | Com ¦ High Efficiency Chiller (avg of water and air cooled) | 2026 | SC C | GWh | Before Competition Groups | 0.024225 | 0 | 0 | 5174.9581 | 4.6812e-06 | 70 | Commercial_2026_SC C_GWh_Before Competition Groups_70 | High Efficiency Chiller (avg of water and air cooled) | 0.0004681% | 0 | 0.024225 | Commercial_2026_SC C_GWh_Before Competition Groups_High Efficiency Chiller (avg of water and air cooled)
Commercial | Com ¦ VSD Air Compressor | 2026 | SC C | GWh | Before Competition Groups | 0.015763 | 0 | 0 | 5174.9581 | 3.0461e-06 | 71 | Commercial_2026_SC C_GWh_Before Competition Groups_71 | VSD Air Compressor | 0.0003046% | 0 | 0.015763 | Commercial_2026_SC C_GWh_Before Competition Groups_VSD Air Compressor
Commercial | Com ¦ High Efficiency Small Instantaneous Water Heater | 2026 | SC C | GWh | Before Competition Groups | 0.010736 | 0 | 0 | 5174.9581 | 2.0746e-06 | 72 | Commercial_2026_SC C_GWh_Before Competition Groups_72 | High Efficiency Small Instantaneous Water Heater | 0.0002075% | 0 | 0.010736 | Commercial_2026_SC C_GWh_Before Competition Groups_High Efficiency Small Instantaneous Water Heater
Commercial | Com ¦ Room AC (w/ louvered sides) 14 SEER from 12 SEER code | 2026 | SC C | GWh | Before Competition Groups | 0.010099 | 0 | 0 | 5174.9581 | 1.9515e-06 | 73 | Commercial_2026_SC C_GWh_Before Competition Groups_73 | Room AC (w/ louvered sides) 14 SEER from 12 SEER code | 0.0001951% | 0 | 0.010099 | Commercial_2026_SC C_GWh_Before Competition Groups_Room AC (w/ louvered sides) 14 SEER from 12 SEER code
Commercial | Com ¦ EC Plug Fan for Data Center (under cabinet) | 2026 | SC C | GWh | Before Competition Groups | 0.0093844 | 0 | 0 | 5174.9581 | 1.8134e-06 | 74 | Commercial_2026_SC C_GWh_Before Competition Groups_74 | EC Plug Fan for Data Center (under cabinet) | 0.0001813% | 0 | 0.0093844 | Commercial_2026_SC C_GWh_Before Competition Groups_EC Plug Fan for Data Center (under cabinet)
Commercial | Com ¦ Networked/Connected - High Impact Application | 2026 | SC C | GWh | Before Competition Groups | 0.0021934 | 0 | 0 | 5174.9581 | 4.2385e-07 | 75 | Commercial_2026_SC C_GWh_Before Competition Groups_75 | Networked/Connected - High Impact Application | 4.239e-05% | 0 | 0.0021934 | Commercial_2026_SC C_GWh_Before Competition Groups_Networked/Connected - High Impact Application
Commercial | Com ¦ Electric Convection Combination Ovens | 2026 | SC C | GWh | Before Competition Groups | 0.0017237 | 0 | 0 | 5174.9581 | 3.3309e-07 | 76 | Commercial_2026_SC C_GWh_Before Competition Groups_76 | Electric Convection Combination Ovens | 3.331e-05% | 0 | 0.0017237 | Commercial_2026_SC C_GWh_Before Competition Groups_Electric Convection Combination Ovens
Commercial | Com ¦ Networked/Connected - Low Impact Application | 2026 | SC C | GWh | Before Competition Groups | 0.00010676 | 0 | 0 | 5174.9581 | 2.063e-08 | 77 | Commercial_2026_SC C_GWh_Before Competition Groups_77 | Networked/Connected - Low Impact Application | 2.063e-06% | 0 | 0.00010676 | Commercial_2026_SC C_GWh_Before Competition Groups_Networked/Connected - Low Impact Application
Commercial | Com ¦ Efficient compressor motor | 2026 | SC C | GWh | Before Competition Groups | 0 | 0 | 0 | 5174.9581 | 0 | 78 | Commercial_2026_SC C_GWh_Before Competition Groups_78 | Efficient compressor motor | 0% | 0 | 0 | Commercial_2026_SC C_GWh_Before Competition Groups_Efficient compressor motor
Commercial | Com ¦ Indoor Daylight Sensors/Photocell Dimming Control | 2026 | SC C | GWh | Before Competition Groups | 0 | 0 | 0 | 5174.9581 | 0 | 79 | Commercial_2026_SC C_GWh_Before Competition Groups_79 | Indoor Daylight Sensors/Photocell Dimming Control | 0% | 0 | 0 | Commercial_2026_SC C_GWh_Before Competition Groups_Indoor Daylight Sensors/Photocell Dimming Control
Commercial | Com ¦ Variable Refrigerant Flow Heat Pump | 2026 | SC C | GWh | Before Competition Groups | 0 | 0 | 0 | 5174.9581 | 0 | 80 | Commercial_2026_SC C_GWh_Before Competition Groups_80 | Variable Refrigerant Flow Heat Pump | 0% | 0 | 0 | Commercial_2026_SC C_GWh_Before Competition Groups_Variable Refrigerant Flow Heat Pump
Commercial | Com ¦ ENERGY STAR LED LAMPS (REFLECTOR LAMPs/MR16/PAR 16) | 2026 | SC D | GWh | Before Competition Groups | 702.4944 | 0 | 0 | 4775.112 | 0.14712 | 1 | Commercial_2026_SC D_GWh_Before Competition Groups_1 | ENERGY STAR LED LAMPS (REFLECTOR LAMPs/MR16/PAR 16) | 14.71% | 0 | 702.4944 | Commercial_2026_SC D_GWh_Before Competition Groups_ENERGY STAR LED LAMPS (REFLECTOR LAMPs/MR16/PAR 16)
Commercial | Com ¦ LED Low/High Bay | 2026 | SC D | GWh | Before Competition Groups | 456.942 | 0 | 0 | 4775.112 | 0.095692 | 2 | Commercial_2026_SC D_GWh_Before Competition Groups_2 | LED Low/High Bay | 9.569% | 0 | 456.942 | Commercial_2026_SC D_GWh_Before Competition Groups_LED Low/High Bay
Commercial | Com ¦ LED Troffer/Surface/Suspended | 2026 | SC D | GWh | Before Competition Groups | 437.9875 | 0 | 0 | 4775.112 | 0.091723 | 3 | Commercial_2026_SC D_GWh_Before Competition Groups_3 | LED Troffer/Surface/Suspended | 9.172% | 0 | 437.9875 | Commercial_2026_SC D_GWh_Before Competition Groups_LED Troffer/Surface/Suspended
Commercial | Com ¦ LED parking lot fixture | 2026 | SC D | GWh | Before Competition Groups | 426.2871 | 0 | 0 | 4775.112 | 0.089273 | 4 | Commercial_2026_SC D_GWh_Before Competition Groups_4 | LED parking lot fixture | 8.927% | 0 | 426.2871 | Commercial_2026_SC D_GWh_Before Competition Groups_LED parking lot fixture
Commercial | Com ¦ LED EXTERIOR AREA LIGHTS - LED fixture (200W) | 2026 | SC D | GWh | Before Competition Groups | 424.3094 | 0 | 0 | 4775.112 | 0.088859 | 5 | Commercial_2026_SC D_GWh_Before Competition Groups_5 | LED EXTERIOR AREA LIGHTS - LED fixture (200W) | 8.886% | 0 | 424.3094 | Commercial_2026_SC D_GWh_Before Competition Groups_LED EXTERIOR AREA LIGHTS - LED fixture (200W)
Commercial | Com ¦ LED Replacement Lamp (Tube) | 2026 | SC D | GWh | Before Competition Groups | 344.4779 | 0 | 0 | 4775.112 | 0.07214 | 6 | Commercial_2026_SC D_GWh_Before Competition Groups_6 | LED Replacement Lamp (Tube) | 7.214% | 0 | 344.4779 | Commercial_2026_SC D_GWh_Before Competition Groups_LED Replacement Lamp (Tube)
Commercial | Com ¦ Building Recommissioning, Operations and Maintenance (O&M) Improvements | 2026 | SC D | GWh | Before Competition Groups | 237.6293 | 0 | 0 | 4775.112 | 0.049764 | 7 | Commercial_2026_SC D_GWh_Before Competition Groups_7 | Building Recommissioning, Operations and Maintenance (O&M) Improvements | 4.976% | 0 | 237.6293 | Commercial_2026_SC D_GWh_Before Competition Groups_Building Recommissioning, Operations and Maintenance (O&M) Improvements
Commercial | Com ¦ LED street light fixture | 2026 | SC D | GWh | Before Competition Groups | 190.1783 | 0 | 0 | 4775.112 | 0.039827 | 8 | Commercial_2026_SC D_GWh_Before Competition Groups_8 | LED street light fixture | 3.983% | 0 | 190.1783 | Commercial_2026_SC D_GWh_Before Competition Groups_LED street light fixture
Commercial | Com ¦ Furnace Tune-Up | 2026 | SC D | GWh | Before Competition Groups | 156.151 | 0 | 0 | 4775.112 | 0.032701 | 9 | Commercial_2026_SC D_GWh_Before Competition Groups_9 | Furnace Tune-Up | 3.27% | 0 | 156.151 | Commercial_2026_SC D_GWh_Before Competition Groups_Furnace Tune-Up
Commercial | Com ¦ Data Center Storage/Server Virtualization | 2026 | SC D | GWh | Before Competition Groups | 155.8053 | 0 | 0 | 4775.112 | 0.032629 | 10 | Commercial_2026_SC D_GWh_Before Competition Groups_10 | Data Center Storage/Server Virtualization | 3.263% | 0 | 155.8053 | Commercial_2026_SC D_GWh_Before Competition Groups_Data Center Storage/Server Virtualization
Commercial | Com ¦ Reach-in Shaded Pole to ECM/PSC Evaporator Fan Motor | 2026 | SC D | GWh | Before Competition Groups | 125.1238 | 0 | 0 | 4775.112 | 0.026203 | 11 | Commercial_2026_SC D_GWh_Before Competition Groups_11 | Reach-in Shaded Pole to ECM/PSC Evaporator Fan Motor | 2.62% | 0 | 125.1238 | Commercial_2026_SC D_GWh_Before Competition Groups_Reach-in Shaded Pole to ECM/PSC Evaporator Fan Motor
Commercial | Com ¦ High Efficiency Air Source Heat Pump | 2026 | SC D | GWh | Before Competition Groups | 123.2283 | 0 | 0 | 4775.112 | 0.025806 | 12 | Commercial_2026_SC D_GWh_Before Competition Groups_12 | High Efficiency Air Source Heat Pump | 2.581% | 0 | 123.2283 | Commercial_2026_SC D_GWh_Before Competition Groups_High Efficiency Air Source Heat Pump
Commercial | Com ¦ ENERGY STAR LED LAMPS (General Service Lamps) | 2026 | SC D | GWh | Before Competition Groups | 90.6508 | 0 | 0 | 4775.112 | 0.018984 | 13 | Commercial_2026_SC D_GWh_Before Competition Groups_13 | ENERGY STAR LED LAMPS (General Service Lamps) | 1.898% | 0 | 90.6508 | Commercial_2026_SC D_GWh_Before Competition Groups_ENERGY STAR LED LAMPS (General Service Lamps)
Commercial | Com ¦ Education and Capacity Building/Energy Behavior | 2026 | SC D | GWh | Before Competition Groups | 81.2132 | 0 | 0 | 4775.112 | 0.017008 | 14 | Commercial_2026_SC D_GWh_Before Competition Groups_14 | Education and Capacity Building/Energy Behavior | 1.701% | 0 | 81.2132 | Commercial_2026_SC D_GWh_Before Competition Groups_Education and Capacity Building/Energy Behavior
Commercial | Com ¦ Strip Curtains | 2026 | SC D | GWh | Before Competition Groups | 78.6651 | 0 | 0 | 4775.112 | 0.016474 | 15 | Commercial_2026_SC D_GWh_Before Competition Groups_15 | Strip Curtains | 1.647% | 0 | 78.6651 | Commercial_2026_SC D_GWh_Before Competition Groups_Strip Curtains
Commercial | Com ¦ LED or Equivalent Sign Lighting | 2026 | SC D | GWh | Before Competition Groups | 75.7554 | 0 | 0 | 4775.112 | 0.015865 | 16 | Commercial_2026_SC D_GWh_Before Competition Groups_16 | LED or Equivalent Sign Lighting | 1.586% | 0 | 75.7554 | Commercial_2026_SC D_GWh_Before Competition Groups_LED or Equivalent Sign Lighting
Commercial | Com ¦ Refrigerated Display Case Doors | 2026 | SC D | GWh | Before Competition Groups | 62.3577 | 0 | 0 | 4775.112 | 0.013059 | 17 | Commercial_2026_SC D_GWh_Before Competition Groups_17 | Refrigerated Display Case Doors | 1.306% | 0 | 62.3577 | Commercial_2026_SC D_GWh_Before Competition Groups_Refrigerated Display Case Doors
Commercial | Com ¦ Advanced BAS/Controllers | 2026 | SC D | GWh | Before Competition Groups | 62.2735 | 0 | 0 | 4775.112 | 0.013041 | 18 | Commercial_2026_SC D_GWh_Before Competition Groups_18 | Advanced BAS/Controllers | 1.304% | 0 | 62.2735 | Commercial_2026_SC D_GWh_Before Competition Groups_Advanced BAS/Controllers
Commercial | Com ¦ Centrally controlled desktop PC/NETWORK PC POWER MANAGEMENT SOFTWARE | 2026 | SC D | GWh | Before Competition Groups | 55.2976 | 0 | 0 | 4775.112 | 0.01158 | 19 | Commercial_2026_SC D_GWh_Before Competition Groups_19 | Centrally controlled desktop PC/NETWORK PC POWER MANAGEMENT SOFTWARE | 1.158% | 0 | 55.2976 | Commercial_2026_SC D_GWh_Before Competition Groups_Centrally controlled desktop PC/NETWORK PC POWER MANAGEMENT SOFTWARE
Commercial | Com ¦ Variable Frequency Drive (VFD) | 2026 | SC D | GWh | Before Competition Groups | 50.4813 | 0 | 0 | 4775.112 | 0.010572 | 20 | Commercial_2026_SC D_GWh_Before Competition Groups_20 | Variable Frequency Drive (VFD) | 1.057% | 0 | 50.4813 | Commercial_2026_SC D_GWh_Before Competition Groups_Variable Frequency Drive (VFD)
Commercial | Com ¦ VFD on Pumps | 2026 | SC D | GWh | Before Competition Groups | 46.8387 | 0 | 0 | 4775.112 | 0.0098089 | 21 | Commercial_2026_SC D_GWh_Before Competition Groups_21 | VFD on Pumps | 0.9809% | 0 | 46.8387 | Commercial_2026_SC D_GWh_Before Competition Groups_VFD on Pumps
Commercial | Com ¦ Demand Control Ventilation | 2026 | SC D | GWh | Before Competition Groups | 46.1517 | 0 | 0 | 4775.112 | 0.0096651 | 22 | Commercial_2026_SC D_GWh_Before Competition Groups_22 | Demand Control Ventilation | 0.9665% | 0 | 46.1517 | Commercial_2026_SC D_GWh_Before Competition Groups_Demand Control Ventilation
Commercial | Com ¦ Adaptive Thermostats | 2026 | SC D | GWh | Before Competition Groups | 39.673 | 0 | 0 | 4775.112 | 0.0083083 | 23 | Commercial_2026_SC D_GWh_Before Competition Groups_23 | Adaptive Thermostats | 0.8308% | 0 | 39.673 | Commercial_2026_SC D_GWh_Before Competition Groups_Adaptive Thermostats
Commercial | Com ¦ Unitary Air-Conditioning Unit | 2026 | SC D | GWh | Before Competition Groups | 24.6569 | 0 | 0 | 4775.112 | 0.0051636 | 24 | Commercial_2026_SC D_GWh_Before Competition Groups_24 | Unitary Air-Conditioning Unit | 0.5164% | 0 | 24.6569 | Commercial_2026_SC D_GWh_Before Competition Groups_Unitary Air-Conditioning Unit
Commercial | Com ¦ ECM MOTORS FOR EVAPORATOR FANS for refrigeration (WALK-IN) | 2026 | SC D | GWh | Before Competition Groups | 23.9671 | 0 | 0 | 4775.112 | 0.0050192 | 25 | Commercial_2026_SC D_GWh_Before Competition Groups_25 | ECM MOTORS FOR EVAPORATOR FANS for refrigeration (WALK-IN) | 0.5019% | 0 | 23.9671 | Commercial_2026_SC D_GWh_Before Competition Groups_ECM MOTORS FOR EVAPORATOR FANS for refrigeration (WALK-IN)
Commercial | Com ¦ Condensing Unit Heaters or other Efficient Unit Heating System | 2026 | SC D | GWh | Before Competition Groups | 23.3827 | 0 | 0 | 4775.112 | 0.0048968 | 26 | Commercial_2026_SC D_GWh_Before Competition Groups_26 | Condensing Unit Heaters or other Efficient Unit Heating System | 0.4897% | 0 | 23.3827 | Commercial_2026_SC D_GWh_Before Competition Groups_Condensing Unit Heaters or other Efficient Unit Heating System
Commercial | Com ¦ Air Handler with Dedicated Outdoor Air Systems | 2026 | SC D | GWh | Before Competition Groups | 21.6875 | 0 | 0 | 4775.112 | 0.0045418 | 27 | Commercial_2026_SC D_GWh_Before Competition Groups_27 | Air Handler with Dedicated Outdoor Air Systems | 0.4542% | 0 | 21.6875 | Commercial_2026_SC D_GWh_Before Competition Groups_Air Handler with Dedicated Outdoor Air Systems
Commercial | Com ¦ Refrigerated Display Case LED | 2026 | SC D | GWh | Before Competition Groups | 21.437 | 0 | 0 | 4775.112 | 0.0044893 | 28 | Commercial_2026_SC D_GWh_Before Competition Groups_28 | Refrigerated Display Case LED | 0.4489% | 0 | 21.437 | Commercial_2026_SC D_GWh_Before Competition Groups_Refrigerated Display Case LED
Commercial | Com ¦ Demand Control Kitchen Ventilation | 2026 | SC D | GWh | Before Competition Groups | 19.5272 | 0 | 0 | 4775.112 | 0.0040894 | 29 | Commercial_2026_SC D_GWh_Before Competition Groups_29 | Demand Control Kitchen Ventilation | 0.4089% | 0 | 19.5272 | Commercial_2026_SC D_GWh_Before Competition Groups_Demand Control Kitchen Ventilation
Commercial | Com ¦ Evaporator Fan Controls | 2026 | SC D | GWh | Before Competition Groups | 19.4192 | 0 | 0 | 4775.112 | 0.0040668 | 30 | Commercial_2026_SC D_GWh_Before Competition Groups_30 | Evaporator Fan Controls | 0.4067% | 0 | 19.4192 | Commercial_2026_SC D_GWh_Before Competition Groups_Evaporator Fan Controls
Commercial | Com ¦ ENERGY STAR Griddle (74% eff) | 2026 | SC D | GWh | Before Competition Groups | 16.0894 | 0 | 0 | 4775.112 | 0.0033694 | 31 | Commercial_2026_SC D_GWh_Before Competition Groups_31 | ENERGY STAR Griddle (74% eff) | 0.3369% | 0 | 16.0894 | Commercial_2026_SC D_GWh_Before Competition Groups_ENERGY STAR Griddle (74% eff)
Commercial | Com ¦ Door Gasket Freezer/Refrigerator | 2026 | SC D | GWh | Before Competition Groups | 14.7397 | 0 | 0 | 4775.112 | 0.0030868 | 32 | Commercial_2026_SC D_GWh_Before Competition Groups_32 | Door Gasket Freezer/Refrigerator | 0.3087% | 0 | 14.7397 | Commercial_2026_SC D_GWh_Before Competition Groups_Door Gasket Freezer/Refrigerator
Commercial | Com ¦ Chilled Water Optimization | 2026 | SC D | GWh | Before Competition Groups | 13.9309 | 0 | 0 | 4775.112 | 0.0029174 | 33 | Commercial_2026_SC D_GWh_Before Competition Groups_33 | Chilled Water Optimization | 0.2917% | 0 | 13.9309 | Commercial_2026_SC D_GWh_Before Competition Groups_Chilled Water Optimization
Commercial | Com ¦ Freezer Case Light Sensor | 2026 | SC D | GWh | Before Competition Groups | 13.6423 | 0 | 0 | 4775.112 | 0.002857 | 34 | Commercial_2026_SC D_GWh_Before Competition Groups_34 | Freezer Case Light Sensor | 0.2857% | 0 | 13.6423 | Commercial_2026_SC D_GWh_Before Competition Groups_Freezer Case Light Sensor
Commercial | Com ¦ Occupancy Sensors | 2026 | SC D | GWh | Before Competition Groups | 13.6002 | 0 | 0 | 4775.112 | 0.0028481 | 35 | Commercial_2026_SC D_GWh_Before Competition Groups_35 | Occupancy Sensors | 0.2848% | 0 | 13.6002 | Commercial_2026_SC D_GWh_Before Competition Groups_Occupancy Sensors
Commercial | Com ¦ Temperature Adjustment in Commercial Freezers | 2026 | SC D | GWh | Before Competition Groups | 7.4341 | 0 | 0 | 4775.112 | 0.0015568 | 36 | Commercial_2026_SC D_GWh_Before Competition Groups_36 | Temperature Adjustment in Commercial Freezers | 0.1557% | 0 | 7.4341 | Commercial_2026_SC D_GWh_Before Competition Groups_Temperature Adjustment in Commercial Freezers
Commercial | Com ¦ Elec Storage WH 2.30 Et | 2026 | SC D | GWh | Before Competition Groups | 7.0146 | 0 | 0 | 4775.112 | 0.001469 | 37 | Commercial_2026_SC D_GWh_Before Competition Groups_37 | Elec Storage WH 2.30 Et | 0.1469% | 0 | 7.0146 | Commercial_2026_SC D_GWh_Before Competition Groups_Elec Storage WH 2.30 Et
Commercial | Com ¦ BEVERAGE VENDING MACHINE CONTROLS | 2026 | SC D | GWh | Before Competition Groups | 6.9904 | 0 | 0 | 4775.112 | 0.0014639 | 38 | Commercial_2026_SC D_GWh_Before Competition Groups_38 | BEVERAGE VENDING MACHINE CONTROLS | 0.1464% | 0 | 6.9904 | Commercial_2026_SC D_GWh_Before Competition Groups_BEVERAGE VENDING MACHINE CONTROLS
Commercial | Com ¦ ENERGY STAR Fryer (84% eff) | 2026 | SC D | GWh | Before Competition Groups | 5.7633 | 0 | 0 | 4775.112 | 0.001207 | 39 | Commercial_2026_SC D_GWh_Before Competition Groups_39 | ENERGY STAR Fryer (84% eff) | 0.1207% | 0 | 5.7633 | Commercial_2026_SC D_GWh_Before Competition Groups_ENERGY STAR Fryer (84% eff)
Commercial | Com ¦ Outside Air Economizer | 2026 | SC D | GWh | Before Competition Groups | 5.7042 | 0 | 0 | 4775.112 | 0.0011946 | 40 | Commercial_2026_SC D_GWh_Before Competition Groups_40 | Outside Air Economizer | 0.1195% | 0 | 5.7042 | Commercial_2026_SC D_GWh_Before Competition Groups_Outside Air Economizer
Commercial | Com ¦ Vertical Night Covers | 2026 | SC D | GWh | Before Competition Groups | 5.4741 | 0 | 0 | 4775.112 | 0.0011464 | 41 | Commercial_2026_SC D_GWh_Before Competition Groups_41 | Vertical Night Covers | 0.1146% | 0 | 5.4741 | Commercial_2026_SC D_GWh_Before Competition Groups_Vertical Night Covers
Commercial | Com ¦ CO Sensors for parking garage exhaust fans | 2026 | SC D | GWh | Before Competition Groups | 5.4648 | 0 | 0 | 4775.112 | 0.0011444 | 42 | Commercial_2026_SC D_GWh_Before Competition Groups_42 | CO Sensors for parking garage exhaust fans | 0.1144% | 0 | 5.4648 | Commercial_2026_SC D_GWh_Before Competition Groups_CO Sensors for parking garage exhaust fans
Commercial | Com ¦ Energy Efficient Laboratory Fume Hood | 2026 | SC D | GWh | Before Competition Groups | 5.2475 | 0 | 0 | 4775.112 | 0.0010989 | 43 | Commercial_2026_SC D_GWh_Before Competition Groups_43 | Energy Efficient Laboratory Fume Hood | 0.1099% | 0 | 5.2475 | Commercial_2026_SC D_GWh_Before Competition Groups_Energy Efficient Laboratory Fume Hood
Commercial | Com ¦ Duct Insulation, R8 | 2026 | SC D | GWh | Before Competition Groups | 5.1959 | 0 | 0 | 4775.112 | 0.0010881 | 44 | Commercial_2026_SC D_GWh_Before Competition Groups_44 | Duct Insulation, R8 | 0.1088% | 0 | 5.1959 | Commercial_2026_SC D_GWh_Before Competition Groups_Duct Insulation, R8
Commercial | Com ¦ Water Heating (DHW) Pipe Insulation (Add 3/4\ Foam)" | 2026 | SC D | GWh | Before Competition Groups | 4.7128 | 0 | 0 | 4775.112 | 0.00098695 | 45 | Commercial_2026_SC D_GWh_Before Competition Groups_45 | Water Heating (DHW) Pipe Insulation (Add 3/4\ Foam)" | 0.09869% | 0 | 4.7128 | Commercial_2026_SC D_GWh_Before Competition Groups_Water Heating (DHW) Pipe Insulation (Add 3/4\ Foam)"
Commercial | Com ¦ Water Source Heat Pump (4 ton) | 2026 | SC D | GWh | Before Competition Groups | 4.3491 | 0 | 0 | 4775.112 | 0.00091079 | 46 | Commercial_2026_SC D_GWh_Before Competition Groups_46 | Water Source Heat Pump (4 ton) | 0.09108% | 0 | 4.3491 | Commercial_2026_SC D_GWh_Before Competition Groups_Water Source Heat Pump (4 ton)
Commercial | Com ¦ Suction Pipe Insulation Freezer/Refrigerator | 2026 | SC D | GWh | Before Competition Groups | 2.8915 | 0 | 0 | 4775.112 | 0.00060554 | 47 | Commercial_2026_SC D_GWh_Before Competition Groups_47 | Suction Pipe Insulation Freezer/Refrigerator | 0.06055% | 0 | 2.8915 | Commercial_2026_SC D_GWh_Before Competition Groups_Suction Pipe Insulation Freezer/Refrigerator
Commercial | Com ¦ ENERGY STAR Steam Cookers | 2026 | SC D | GWh | Before Competition Groups | 2.7567 | 0 | 0 | 4775.112 | 0.00057731 | 48 | Commercial_2026_SC D_GWh_Before Competition Groups_48 | ENERGY STAR Steam Cookers | 0.05773% | 0 | 2.7567 | Commercial_2026_SC D_GWh_Before Competition Groups_ENERGY STAR Steam Cookers
Commercial | Com ¦ ENERGY STAR Dishwasher | 2026 | SC D | GWh | Before Competition Groups | 2.6243 | 0 | 0 | 4775.112 | 0.00054958 | 49 | Commercial_2026_SC D_GWh_Before Competition Groups_49 | ENERGY STAR Dishwasher | 0.05496% | 0 | 2.6243 | Commercial_2026_SC D_GWh_Before Competition Groups_ENERGY STAR Dishwasher
Commercial | Com ¦ Thermostat Setback | 2026 | SC D | GWh | Before Competition Groups | 1.8493 | 0 | 0 | 4775.112 | 0.00038729 | 50 | Commercial_2026_SC D_GWh_Before Competition Groups_50 | Thermostat Setback | 0.03873% | 0 | 1.8493 | Commercial_2026_SC D_GWh_Before Competition Groups_Thermostat Setback
Commercial | Com ¦ Ozone Laundry Treatment | 2026 | SC D | GWh | Before Competition Groups | 1.0804 | 0 | 0 | 4775.112 | 0.00022626 | 51 | Commercial_2026_SC D_GWh_Before Competition Groups_51 | Ozone Laundry Treatment | 0.02263% | 0 | 1.0804 | Commercial_2026_SC D_GWh_Before Competition Groups_Ozone Laundry Treatment
Commercial | Com ¦ Condensing Make Up Air Unit | 2026 | SC D | GWh | Before Competition Groups | 0.80374 | 0 | 0 | 4775.112 | 0.00016832 | 52 | Commercial_2026_SC D_GWh_Before Competition Groups_52 | Condensing Make Up Air Unit | 0.01683% | 0 | 0.80374 | Commercial_2026_SC D_GWh_Before Competition Groups_Condensing Make Up Air Unit
Commercial | Com ¦ ECM MOTORS FOR HVAC APPLICATION (FAN-POWERED VAV BOX) | 2026 | SC D | GWh | Before Competition Groups | 0.72357 | 0 | 0 | 4775.112 | 0.00015153 | 53 | Commercial_2026_SC D_GWh_Before Competition Groups_53 | ECM MOTORS FOR HVAC APPLICATION (FAN-POWERED VAV BOX) | 0.01515% | 0 | 0.72357 | Commercial_2026_SC D_GWh_Before Competition Groups_ECM MOTORS FOR HVAC APPLICATION (FAN-POWERED VAV BOX)
Commercial | Com ¦ CEE Tier 2/Energy Star Clothes Washers | 2026 | SC D | GWh | Before Competition Groups | 0.55734 | 0 | 0 | 4775.112 | 0.00011672 | 54 | Commercial_2026_SC D_GWh_Before Competition Groups_54 | CEE Tier 2/Energy Star Clothes Washers | 0.01167% | 0 | 0.55734 | Commercial_2026_SC D_GWh_Before Competition Groups_CEE Tier 2/Energy Star Clothes Washers
Commercial | Com ¦ Demand controlled Circulating Systems | 2026 | SC D | GWh | Before Competition Groups | 0.32239 | 0 | 0 | 4775.112 | 6.7515e-05 | 55 | Commercial_2026_SC D_GWh_Before Competition Groups_55 | Demand controlled Circulating Systems | 0.006751% | 0 | 0.32239 | Commercial_2026_SC D_GWh_Before Competition Groups_Demand controlled Circulating Systems
Commercial | Com ¦ Low Flow Pre-Rinse Spray Nozzle | 2026 | SC D | GWh | Before Competition Groups | 0.31092 | 0 | 0 | 4775.112 | 6.5112e-05 | 56 | Commercial_2026_SC D_GWh_Before Competition Groups_56 | Low Flow Pre-Rinse Spray Nozzle | 0.006511% | 0 | 0.31092 | Commercial_2026_SC D_GWh_Before Competition Groups_Low Flow Pre-Rinse Spray Nozzle
Commercial | Com ¦ Auto Off Time Switch or Time Clock control | 2026 | SC D | GWh | Before Competition Groups | 0.2989 | 0 | 0 | 4775.112 | 6.2595e-05 | 57 | Commercial_2026_SC D_GWh_Before Competition Groups_57 | Auto Off Time Switch or Time Clock control | 0.006259% | 0 | 0.2989 | Commercial_2026_SC D_GWh_Before Competition Groups_Auto Off Time Switch or Time Clock control
Commercial | Com ¦ Notched V belts for HVAC Systems | 2026 | SC D | GWh | Before Competition Groups | 0.27828 | 0 | 0 | 4775.112 | 5.8276e-05 | 58 | Commercial_2026_SC D_GWh_Before Competition Groups_58 | Notched V belts for HVAC Systems | 0.005828% | 0 | 0.27828 | Commercial_2026_SC D_GWh_Before Competition Groups_Notched V belts for HVAC Systems
Commercial | COM ¦ Ductless Mini-Split Heat Pumps | 2026 | SC D | GWh | Before Competition Groups | 0.26875 | 0 | 0 | 4775.112 | 5.6281e-05 | 59 | Commercial_2026_SC D_GWh_Before Competition Groups_59 | Ductless Mini-Split Heat Pumps | 0.005628% | 0 | 0.26875 | Commercial_2026_SC D_GWh_Before Competition Groups_Ductless Mini-Split Heat Pumps
Commercial | Com ¦ Solar Water Preheat (Pools/DHW) | 2026 | SC D | GWh | Before Competition Groups | 0.21741 | 0 | 0 | 4775.112 | 4.5529e-05 | 60 | Commercial_2026_SC D_GWh_Before Competition Groups_60 | Solar Water Preheat (Pools/DHW) | 0.004553% | 0 | 0.21741 | Commercial_2026_SC D_GWh_Before Competition Groups_Solar Water Preheat (Pools/DHW)
Commercial | Com ¦ HVAC Optimization | 2026 | SC D | GWh | Before Competition Groups | 0.21399 | 0 | 0 | 4775.112 | 4.4813e-05 | 61 | Commercial_2026_SC D_GWh_Before Competition Groups_61 | HVAC Optimization | 0.004481% | 0 | 0.21399 | Commercial_2026_SC D_GWh_Before Competition Groups_HVAC Optimization
Commercial | Com ¦ PTAC (12 EER/10,000 BTU) | 2026 | SC D | GWh | Before Competition Groups | 0.1663 | 0 | 0 | 4775.112 | 3.4827e-05 | 62 | Commercial_2026_SC D_GWh_Before Competition Groups_62 | PTAC (12 EER/10,000 BTU) | 0.003483% | 0 | 0.1663 | Commercial_2026_SC D_GWh_Before Competition Groups_PTAC (12 EER/10,000 BTU)
Commercial | Com ¦ Commercial Hot Food Holding Cabinets | 2026 | SC D | GWh | Before Competition Groups | 0.1195 | 0 | 0 | 4775.112 | 2.5026e-05 | 63 | Commercial_2026_SC D_GWh_Before Competition Groups_63 | Commercial Hot Food Holding Cabinets | 0.002503% | 0 | 0.1195 | Commercial_2026_SC D_GWh_Before Competition Groups_Commercial Hot Food Holding Cabinets
Commercial | Com ¦ Air Curtains | 2026 | SC D | GWh | Before Competition Groups | 0.07188 | 0 | 0 | 4775.112 | 1.5053e-05 | 64 | Commercial_2026_SC D_GWh_Before Competition Groups_64 | Air Curtains | 0.001505% | 0 | 0.07188 | Commercial_2026_SC D_GWh_Before Competition Groups_Air Curtains
Commercial | Com ¦ Wall Insulation | 2026 | SC D | GWh | Before Competition Groups | 0.042571 | 0 | 0 | 4775.112 | 8.9152e-06 | 65 | Commercial_2026_SC D_GWh_Before Competition Groups_65 | Wall Insulation | 0.0008915% | 0 | 0.042571 | Commercial_2026_SC D_GWh_Before Competition Groups_Wall Insulation
Commercial | Com ¦ LED RECESSED DOWNLIGHTS | 2026 | SC D | GWh | Before Competition Groups | 0.027921 | 0 | 0 | 4775.112 | 5.8472e-06 | 66 | Commercial_2026_SC D_GWh_Before Competition Groups_66 | LED RECESSED DOWNLIGHTS | 0.0005847% | 0 | 0.027921 | Commercial_2026_SC D_GWh_Before Competition Groups_LED RECESSED DOWNLIGHTS
Commercial | Com ¦ Energy Recovery Ventilation and Ventilation (Enhanced) | 2026 | SC D | GWh | Before Competition Groups | 0.018847 | 0 | 0 | 4775.112 | 3.9468e-06 | 67 | Commercial_2026_SC D_GWh_Before Competition Groups_67 | Energy Recovery Ventilation and Ventilation (Enhanced) | 0.0003947% | 0 | 0.018847 | Commercial_2026_SC D_GWh_Before Competition Groups_Energy Recovery Ventilation and Ventilation (Enhanced)
Commercial | Com ¦ VSD Air Compressor | 2026 | SC D | GWh | Before Competition Groups | 0.015763 | 0 | 0 | 4775.112 | 3.3011e-06 | 68 | Commercial_2026_SC D_GWh_Before Competition Groups_68 | VSD Air Compressor | 0.0003301% | 0 | 0.015763 | Commercial_2026_SC D_GWh_Before Competition Groups_VSD Air Compressor
Commercial | Com ¦ High Efficiency Chiller (avg of water and air cooled) | 2026 | SC D | GWh | Before Competition Groups | 0.012658 | 0 | 0 | 4775.112 | 2.6507e-06 | 69 | Commercial_2026_SC D_GWh_Before Competition Groups_69 | High Efficiency Chiller (avg of water and air cooled) | 0.0002651% | 0 | 0.012658 | Commercial_2026_SC D_GWh_Before Competition Groups_High Efficiency Chiller (avg of water and air cooled)
Commercial | Com ¦ Room AC (w/ louvered sides) 14 SEER from 12 SEER code | 2026 | SC D | GWh | Before Competition Groups | 0.01009 | 0 | 0 | 4775.112 | 2.113e-06 | 70 | Commercial_2026_SC D_GWh_Before Competition Groups_70 | Room AC (w/ louvered sides) 14 SEER from 12 SEER code | 0.0002113% | 0 | 0.01009 | Commercial_2026_SC D_GWh_Before Competition Groups_Room AC (w/ louvered sides) 14 SEER from 12 SEER code
Commercial | Com ¦ High Efficiency Small Instantaneous Water Heater | 2026 | SC D | GWh | Before Competition Groups | 0.0091383 | 0 | 0 | 4775.112 | 1.9137e-06 | 71 | Commercial_2026_SC D_GWh_Before Competition Groups_71 | High Efficiency Small Instantaneous Water Heater | 0.0001914% | 0 | 0.0091383 | Commercial_2026_SC D_GWh_Before Competition Groups_High Efficiency Small Instantaneous Water Heater
Commercial | Com ¦ EC Plug Fan for Data Center (under cabinet) | 2026 | SC D | GWh | Before Competition Groups | 0.0084123 | 0 | 0 | 4775.112 | 1.7617e-06 | 72 | Commercial_2026_SC D_GWh_Before Competition Groups_72 | EC Plug Fan for Data Center (under cabinet) | 0.0001762% | 0 | 0.0084123 | Commercial_2026_SC D_GWh_Before Competition Groups_EC Plug Fan for Data Center (under cabinet)
Commercial | Com ¦ LLLC - High Impact Application | 2026 | SC D | GWh | Before Competition Groups | 0.0059716 | 0 | 0 | 4775.112 | 1.2506e-06 | 73 | Commercial_2026_SC D_GWh_Before Competition Groups_73 | LLLC - High Impact Application | 0.0001251% | 0 | 0.0059716 | Commercial_2026_SC D_GWh_Before Competition Groups_LLLC - High Impact Application
Commercial | Com ¦ Electric Convection Combination Ovens | 2026 | SC D | GWh | Before Competition Groups | 0.0017237 | 0 | 0 | 4775.112 | 3.6098e-07 | 74 | Commercial_2026_SC D_GWh_Before Competition Groups_74 | Electric Convection Combination Ovens | 3.61e-05% | 0 | 0.0017237 | Commercial_2026_SC D_GWh_Before Competition Groups_Electric Convection Combination Ovens
Commercial | Com ¦ LLLC - Low Impact Application | 2026 | SC D | GWh | Before Competition Groups | 0.00039989 | 0 | 0 | 4775.112 | 8.3744e-08 | 75 | Commercial_2026_SC D_GWh_Before Competition Groups_75 | LLLC - Low Impact Application | 8.374e-06% | 0 | 0.00039989 | Commercial_2026_SC D_GWh_Before Competition Groups_LLLC - Low Impact Application
Commercial | Com ¦ Networked/Connected - Low Impact Application | 2026 | SC D | GWh | Before Competition Groups | 1.1523e-07 | 0 | 0 | 4775.112 | 2.4132e-11 | 76 | Commercial_2026_SC D_GWh_Before Competition Groups_76 | Networked/Connected - Low Impact Application | 2.413e-09% | 0 | 1.1523e-07 | Commercial_2026_SC D_GWh_Before Competition Groups_Networked/Connected - Low Impact Application
Commercial | Com ¦ Networked/Connected - High Impact Application | 2026 | SC D | GWh | Before Competition Groups | 5.4418e-09 | 0 | 0 | 4775.112 | 1.1396e-12 | 77 | Commercial_2026_SC D_GWh_Before Competition Groups_77 | Networked/Connected - High Impact Application | 1.14e-10% | 0 | 5.4418e-09 | Commercial_2026_SC D_GWh_Before Competition Groups_Networked/Connected - High Impact Application
Commercial | Com ¦ Efficient compressor motor | 2026 | SC D | GWh | Before Competition Groups | 0 | 0 | 0 | 4775.112 | 0 | 78 | Commercial_2026_SC D_GWh_Before Competition Groups_78 | Efficient compressor motor | 0% | 0 | 0 | Commercial_2026_SC D_GWh_Before Competition Groups_Efficient compressor motor
Commercial | Com ¦ Indoor Daylight Sensors/Photocell Dimming Control | 2026 | SC D | GWh | Before Competition Groups | 0 | 0 | 0 | 4775.112 | 0 | 79 | Commercial_2026_SC D_GWh_Before Competition Groups_79 | Indoor Daylight Sensors/Photocell Dimming Control | 0% | 0 | 0 | Commercial_2026_SC D_GWh_Before Competition Groups_Indoor Daylight Sensors/Photocell Dimming Control
Commercial | Com ¦ Variable Refrigerant Flow Heat Pump | 2026 | SC D | GWh | Before Competition Groups | 0 | 0 | 0 | 4775.112 | 0 | 80 | Commercial_2026_SC D_GWh_Before Competition Groups_80 | Variable Refrigerant Flow Heat Pump | 0% | 0 | 0 | Commercial_2026_SC D_GWh_Before Competition Groups_Variable Refrigerant Flow Heat Pump
Commercial | Com ¦ Building Recommissioning, Operations and Maintenance (O&M) Improvements | 2026 | Technical | GWh | Before Competition Groups | 2210.0907 | 0 | 0 | 20055.8483 | 0.1102 | 1 | Commercial_2026_Technical_GWh_Before Competition Groups_1 | Building Recommissioning, Operations and Maintenance (O&M) Improvements | 11.02% | 0 | 2210.0907 | Commercial_2026_Technical_GWh_Before Competition Groups_Building Recommissioning, Operations and Maintenance (O&M) Improvements
Commercial | Com ¦ LED Low/High Bay | 2026 | Technical | GWh | Before Competition Groups | 1354.9649 | 0 | 0 | 20055.8483 | 0.06756 | 2 | Commercial_2026_Technical_GWh_Before Competition Groups_2 | LED Low/High Bay | 6.756% | 0 | 1354.9649 | Commercial_2026_Technical_GWh_Before Competition Groups_LED Low/High Bay
Commercial | Com ¦ Central Lighting Control System | 2026 | Technical | GWh | Before Competition Groups | 1118.7758 | 0 | 0 | 20055.8483 | 0.055783 | 3 | Commercial_2026_Technical_GWh_Before Competition Groups_3 | Central Lighting Control System | 5.578% | 0 | 1118.7758 | Commercial_2026_Technical_GWh_Before Competition Groups_Central Lighting Control System
Commercial | Com ¦ LED Troffer/Surface/Suspended | 2026 | Technical | GWh | Before Competition Groups | 1103.7795 | 0 | 0 | 20055.8483 | 0.055035 | 4 | Commercial_2026_Technical_GWh_Before Competition Groups_4 | LED Troffer/Surface/Suspended | 5.504% | 0 | 1103.7795 | Commercial_2026_Technical_GWh_Before Competition Groups_LED Troffer/Surface/Suspended
Commercial | Com ¦ ENERGY STAR LED LAMPS (REFLECTOR LAMPs/MR16/PAR 16) | 2026 | Technical | GWh | Before Competition Groups | 1016.5993 | 0 | 0 | 20055.8483 | 0.050688 | 5 | Commercial_2026_Technical_GWh_Before Competition Groups_5 | ENERGY STAR LED LAMPS (REFLECTOR LAMPs/MR16/PAR 16) | 5.069% | 0 | 1016.5993 | Commercial_2026_Technical_GWh_Before Competition Groups_ENERGY STAR LED LAMPS (REFLECTOR LAMPs/MR16/PAR 16)
Commercial | Com ¦ LLLC - High Impact Application | 2026 | Technical | GWh | Before Competition Groups | 945.0029 | 0 | 0 | 20055.8483 | 0.047119 | 6 | Commercial_2026_Technical_GWh_Before Competition Groups_6 | LLLC - High Impact Application | 4.712% | 0 | 945.0029 | Commercial_2026_Technical_GWh_Before Competition Groups_LLLC - High Impact Application
Commercial | Com ¦ LLLC - Low Impact Application | 2026 | Technical | GWh | Before Competition Groups | 936.2629 | 0 | 0 | 20055.8483 | 0.046683 | 7 | Commercial_2026_Technical_GWh_Before Competition Groups_7 | LLLC - Low Impact Application | 4.668% | 0 | 936.2629 | Commercial_2026_Technical_GWh_Before Competition Groups_LLLC - Low Impact Application
Commercial | Com ¦ Networked/Connected - High Impact Application | 2026 | Technical | GWh | Before Competition Groups | 854.4882 | 0 | 0 | 20055.8483 | 0.042605 | 8 | Commercial_2026_Technical_GWh_Before Competition Groups_8 | Networked/Connected - High Impact Application | 4.261% | 0 | 854.4882 | Commercial_2026_Technical_GWh_Before Competition Groups_Networked/Connected - High Impact Application
Commercial | Com ¦ Education and Capacity Building/Energy Behavior | 2026 | Technical | GWh | Before Competition Groups | 831.2621 | 0 | 0 | 20055.8483 | 0.041447 | 9 | Commercial_2026_Technical_GWh_Before Competition Groups_9 | Education and Capacity Building/Energy Behavior | 4.145% | 0 | 831.2621 | Commercial_2026_Technical_GWh_Before Competition Groups_Education and Capacity Building/Energy Behavior
Commercial | Com ¦ Networked/Connected - Low Impact Application | 2026 | Technical | GWh | Before Competition Groups | 803.6144 | 0 | 0 | 20055.8483 | 0.040069 | 10 | Commercial_2026_Technical_GWh_Before Competition Groups_10 | Networked/Connected - Low Impact Application | 4.007% | 0 | 803.6144 | Commercial_2026_Technical_GWh_Before Competition Groups_Networked/Connected - Low Impact Application
Commercial | Com ¦ Furnace Tune-Up | 2026 | Technical | GWh | Before Competition Groups | 606.8769 | 0 | 0 | 20055.8483 | 0.030259 | 11 | Commercial_2026_Technical_GWh_Before Competition Groups_11 | Furnace Tune-Up | 3.026% | 0 | 606.8769 | Commercial_2026_Technical_GWh_Before Competition Groups_Furnace Tune-Up
Commercial | Com ¦ LED EXTERIOR AREA LIGHTS - LED fixture (200W) | 2026 | Technical | GWh | Before Competition Groups | 595.0081 | 0 | 0 | 20055.8483 | 0.029668 | 12 | Commercial_2026_Technical_GWh_Before Competition Groups_12 | LED EXTERIOR AREA LIGHTS - LED fixture (200W) | 2.967% | 0 | 595.0081 | Commercial_2026_Technical_GWh_Before Competition Groups_LED EXTERIOR AREA LIGHTS - LED fixture (200W)
Commercial | Com ¦ LED parking lot fixture | 2026 | Technical | GWh | Before Competition Groups | 573.8554 | 0 | 0 | 20055.8483 | 0.028613 | 13 | Commercial_2026_Technical_GWh_Before Competition Groups_13 | LED parking lot fixture | 2.861% | 0 | 573.8554 | Commercial_2026_Technical_GWh_Before Competition Groups_LED parking lot fixture
Commercial | Com ¦ LED Replacement Lamp (Tube) | 2026 | Technical | GWh | Before Competition Groups | 428.1301 | 0 | 0 | 20055.8483 | 0.021347 | 14 | Commercial_2026_Technical_GWh_Before Competition Groups_14 | LED Replacement Lamp (Tube) | 2.135% | 0 | 428.1301 | Commercial_2026_Technical_GWh_Before Competition Groups_LED Replacement Lamp (Tube)
Commercial | Com ¦ Smart Strip Plug Outlets | 2026 | Technical | GWh | Before Competition Groups | 427.0644 | 0 | 0 | 20055.8483 | 0.021294 | 15 | Commercial_2026_Technical_GWh_Before Competition Groups_15 | Smart Strip Plug Outlets | 2.129% | 0 | 427.0644 | Commercial_2026_Technical_GWh_Before Competition Groups_Smart Strip Plug Outlets
Commercial | Com ¦ Variable Refrigerant Flow Heat Pump | 2026 | Technical | GWh | Before Competition Groups | 416.9384 | 0 | 0 | 20055.8483 | 0.020789 | 16 | Commercial_2026_Technical_GWh_Before Competition Groups_16 | Variable Refrigerant Flow Heat Pump | 2.079% | 0 | 416.9384 | Commercial_2026_Technical_GWh_Before Competition Groups_Variable Refrigerant Flow Heat Pump
Commercial | Com ¦ High Efficiency Air Source Heat Pump | 2026 | Technical | GWh | Before Competition Groups | 398.1316 | 0 | 0 | 20055.8483 | 0.019851 | 17 | Commercial_2026_Technical_GWh_Before Competition Groups_17 | High Efficiency Air Source Heat Pump | 1.985% | 0 | 398.1316 | Commercial_2026_Technical_GWh_Before Competition Groups_High Efficiency Air Source Heat Pump
Commercial | Com ¦ LED street light fixture | 2026 | Technical | GWh | Before Competition Groups | 349.8516 | 0 | 0 | 20055.8483 | 0.017444 | 18 | Commercial_2026_Technical_GWh_Before Competition Groups_18 | LED street light fixture | 1.744% | 0 | 349.8516 | Commercial_2026_Technical_GWh_Before Competition Groups_LED street light fixture
Commercial | Com ¦ Advanced BAS/Controllers | 2026 | Technical | GWh | Before Competition Groups | 321.3326 | 0 | 0 | 20055.8483 | 0.016022 | 19 | Commercial_2026_Technical_GWh_Before Competition Groups_19 | Advanced BAS/Controllers | 1.602% | 0 | 321.3326 | Commercial_2026_Technical_GWh_Before Competition Groups_Advanced BAS/Controllers
Commercial | Com ¦ Data Center Storage/Server Virtualization | 2026 | Technical | GWh | Before Competition Groups | 280.8159 | 0 | 0 | 20055.8483 | 0.014002 | 20 | Commercial_2026_Technical_GWh_Before Competition Groups_20 | Data Center Storage/Server Virtualization | 1.4% | 0 | 280.8159 | Commercial_2026_Technical_GWh_Before Competition Groups_Data Center Storage/Server Virtualization
Commercial | Com ¦ Refrigerated Display Case Doors | 2026 | Technical | GWh | Before Competition Groups | 278.8992 | 0 | 0 | 20055.8483 | 0.013906 | 21 | Commercial_2026_Technical_GWh_Before Competition Groups_21 | Refrigerated Display Case Doors | 1.391% | 0 | 278.8992 | Commercial_2026_Technical_GWh_Before Competition Groups_Refrigerated Display Case Doors
Commercial | Com ¦ Demand Control Ventilation | 2026 | Technical | GWh | Before Competition Groups | 269.8189 | 0 | 0 | 20055.8483 | 0.013453 | 22 | Commercial_2026_Technical_GWh_Before Competition Groups_22 | Demand Control Ventilation | 1.345% | 0 | 269.8189 | Commercial_2026_Technical_GWh_Before Competition Groups_Demand Control Ventilation
Commercial | Com ¦ Strip Curtains | 2026 | Technical | GWh | Before Competition Groups | 236.9656 | 0 | 0 | 20055.8483 | 0.011815 | 23 | Commercial_2026_Technical_GWh_Before Competition Groups_23 | Strip Curtains | 1.182% | 0 | 236.9656 | Commercial_2026_Technical_GWh_Before Competition Groups_Strip Curtains
Commercial | Com ¦ Variable Frequency Drive (VFD) | 2026 | Technical | GWh | Before Competition Groups | 201.158 | 0 | 0 | 20055.8483 | 0.01003 | 24 | Commercial_2026_Technical_GWh_Before Competition Groups_24 | Variable Frequency Drive (VFD) | 1.003% | 0 | 201.158 | Commercial_2026_Technical_GWh_Before Competition Groups_Variable Frequency Drive (VFD)
Commercial | Com ¦ Reach-in Shaded Pole to ECM/PSC Evaporator Fan Motor | 2026 | Technical | GWh | Before Competition Groups | 200.0079 | 0 | 0 | 20055.8483 | 0.0099725 | 25 | Commercial_2026_Technical_GWh_Before Competition Groups_25 | Reach-in Shaded Pole to ECM/PSC Evaporator Fan Motor | 0.9973% | 0 | 200.0079 | Commercial_2026_Technical_GWh_Before Competition Groups_Reach-in Shaded Pole to ECM/PSC Evaporator Fan Motor
Commercial | Com ¦ VFD on Pumps | 2026 | Technical | GWh | Before Competition Groups | 188.26 | 0 | 0 | 20055.8483 | 0.0093868 | 26 | Commercial_2026_Technical_GWh_Before Competition Groups_26 | VFD on Pumps | 0.9387% | 0 | 188.26 | Commercial_2026_Technical_GWh_Before Competition Groups_VFD on Pumps
Commercial | Com ¦ Centrally controlled desktop PC/NETWORK PC POWER MANAGEMENT SOFTWARE | 2026 | Technical | GWh | Before Competition Groups | 186.5042 | 0 | 0 | 20055.8483 | 0.0092992 | 27 | Commercial_2026_Technical_GWh_Before Competition Groups_27 | Centrally controlled desktop PC/NETWORK PC POWER MANAGEMENT SOFTWARE | 0.9299% | 0 | 186.5042 | Commercial_2026_Technical_GWh_Before Competition Groups_Centrally controlled desktop PC/NETWORK PC POWER MANAGEMENT SOFTWARE
Commercial | Com ¦ Door Gasket Freezer/Refrigerator | 2026 | Technical | GWh | Before Competition Groups | 185.3212 | 0 | 0 | 20055.8483 | 0.0092403 | 28 | Commercial_2026_Technical_GWh_Before Competition Groups_28 | Door Gasket Freezer/Refrigerator | 0.924% | 0 | 185.3212 | Commercial_2026_Technical_GWh_Before Competition Groups_Door Gasket Freezer/Refrigerator
Commercial | Com ¦ LED or Equivalent Sign Lighting | 2026 | Technical | GWh | Before Competition Groups | 157.5612 | 0 | 0 | 20055.8483 | 0.0078561 | 29 | Commercial_2026_Technical_GWh_Before Competition Groups_29 | LED or Equivalent Sign Lighting | 0.7856% | 0 | 157.5612 | Commercial_2026_Technical_GWh_Before Competition Groups_LED or Equivalent Sign Lighting
Commercial | Com ¦ Air Handler with Dedicated Outdoor Air Systems | 2026 | Technical | GWh | Before Competition Groups | 153.5313 | 0 | 0 | 20055.8483 | 0.0076552 | 30 | Commercial_2026_Technical_GWh_Before Competition Groups_30 | Air Handler with Dedicated Outdoor Air Systems | 0.7655% | 0 | 153.5313 | Commercial_2026_Technical_GWh_Before Competition Groups_Air Handler with Dedicated Outdoor Air Systems
Commercial | Com ¦ Refrigeration Optimization | 2026 | Technical | GWh | Before Competition Groups | 148.8525 | 0 | 0 | 20055.8483 | 0.0074219 | 31 | Commercial_2026_Technical_GWh_Before Competition Groups_31 | Refrigeration Optimization | 0.7422% | 0 | 148.8525 | Commercial_2026_Technical_GWh_Before Competition Groups_Refrigeration Optimization
Commercial | Com ¦ Adaptive Thermostats | 2026 | Technical | GWh | Before Competition Groups | 139.5928 | 0 | 0 | 20055.8483 | 0.0069602 | 32 | Commercial_2026_Technical_GWh_Before Competition Groups_32 | Adaptive Thermostats | 0.696% | 0 | 139.5928 | Commercial_2026_Technical_GWh_Before Competition Groups_Adaptive Thermostats
Commercial | Com ¦ Unitary Air-Conditioning Unit | 2026 | Technical | GWh | Before Competition Groups | 119.4731 | 0 | 0 | 20055.8483 | 0.005957 | 33 | Commercial_2026_Technical_GWh_Before Competition Groups_33 | Unitary Air-Conditioning Unit | 0.5957% | 0 | 119.4731 | Commercial_2026_Technical_GWh_Before Competition Groups_Unitary Air-Conditioning Unit
Commercial | Com ¦ ENERGY STAR LED LAMPS (General Service Lamps) | 2026 | Technical | GWh | Before Competition Groups | 117.004 | 0 | 0 | 20055.8483 | 0.0058339 | 34 | Commercial_2026_Technical_GWh_Before Competition Groups_34 | ENERGY STAR LED LAMPS (General Service Lamps) | 0.5834% | 0 | 117.004 | Commercial_2026_Technical_GWh_Before Competition Groups_ENERGY STAR LED LAMPS (General Service Lamps)
Commercial | Com ¦ Refrigerated Display Case LED | 2026 | Technical | GWh | Before Competition Groups | 108.8596 | 0 | 0 | 20055.8483 | 0.0054278 | 35 | Commercial_2026_Technical_GWh_Before Competition Groups_35 | Refrigerated Display Case LED | 0.5428% | 0 | 108.8596 | Commercial_2026_Technical_GWh_Before Competition Groups_Refrigerated Display Case LED
Commercial | Com ¦ ENERGY STAR FREEZER | 2026 | Technical | GWh | Before Competition Groups | 108.5555 | 0 | 0 | 20055.8483 | 0.0054127 | 36 | Commercial_2026_Technical_GWh_Before Competition Groups_36 | ENERGY STAR FREEZER | 0.5413% | 0 | 108.5555 | Commercial_2026_Technical_GWh_Before Competition Groups_ENERGY STAR FREEZER
Commercial | Com ¦ ECM MOTORS FOR EVAPORATOR FANS for refrigeration (WALK-IN) | 2026 | Technical | GWh | Before Competition Groups | 95.2927 | 0 | 0 | 20055.8483 | 0.0047514 | 37 | Commercial_2026_Technical_GWh_Before Competition Groups_37 | ECM MOTORS FOR EVAPORATOR FANS for refrigeration (WALK-IN) | 0.4751% | 0 | 95.2927 | Commercial_2026_Technical_GWh_Before Competition Groups_ECM MOTORS FOR EVAPORATOR FANS for refrigeration (WALK-IN)
Commercial | Com ¦ Indoor Daylight Sensors/Photocell Dimming Control | 2026 | Technical | GWh | Before Competition Groups | 95.2166 | 0 | 0 | 20055.8483 | 0.0047476 | 38 | Commercial_2026_Technical_GWh_Before Competition Groups_38 | Indoor Daylight Sensors/Photocell Dimming Control | 0.4748% | 0 | 95.2166 | Commercial_2026_Technical_GWh_Before Competition Groups_Indoor Daylight Sensors/Photocell Dimming Control
Commercial | Com ¦ Demand Control Kitchen Ventilation | 2026 | Technical | GWh | Before Competition Groups | 93.3998 | 0 | 0 | 20055.8483 | 0.004657 | 39 | Commercial_2026_Technical_GWh_Before Competition Groups_39 | Demand Control Kitchen Ventilation | 0.4657% | 0 | 93.3998 | Commercial_2026_Technical_GWh_Before Competition Groups_Demand Control Kitchen Ventilation
Commercial | Com ¦ Condensing Unit Heaters or other Efficient Unit Heating System | 2026 | Technical | GWh | Before Competition Groups | 91.3262 | 0 | 0 | 20055.8483 | 0.0045536 | 40 | Commercial_2026_Technical_GWh_Before Competition Groups_40 | Condensing Unit Heaters or other Efficient Unit Heating System | 0.4554% | 0 | 91.3262 | Commercial_2026_Technical_GWh_Before Competition Groups_Condensing Unit Heaters or other Efficient Unit Heating System
Commercial | Com ¦ High R-Value Glass Doors/no-heat glass door | 2026 | Technical | GWh | Before Competition Groups | 84.3407 | 0 | 0 | 20055.8483 | 0.0042053 | 41 | Commercial_2026_Technical_GWh_Before Competition Groups_41 | High R-Value Glass Doors/no-heat glass door | 0.4205% | 0 | 84.3407 | Commercial_2026_Technical_GWh_Before Competition Groups_High R-Value Glass Doors/no-heat glass door
Commercial | Com ¦ Adding reflective (White) roof treatment or a green roof | 2026 | Technical | GWh | Before Competition Groups | 83.3029 | 0 | 0 | 20055.8483 | 0.0041535 | 42 | Commercial_2026_Technical_GWh_Before Competition Groups_42 | Adding reflective (White) roof treatment or a green roof | 0.4154% | 0 | 83.3029 | Commercial_2026_Technical_GWh_Before Competition Groups_Adding reflective (White) roof treatment or a green roof
Commercial | Com ¦ ENERGY STAR ICE MACHINES - Ice Making Head | 2026 | Technical | GWh | Before Competition Groups | 81.775 | 0 | 0 | 20055.8483 | 0.0040774 | 43 | Commercial_2026_Technical_GWh_Before Competition Groups_43 | ENERGY STAR ICE MACHINES - Ice Making Head | 0.4077% | 0 | 81.775 | Commercial_2026_Technical_GWh_Before Competition Groups_ENERGY STAR ICE MACHINES - Ice Making Head
Commercial | Com ¦ Freezer Case Light Sensor | 2026 | Technical | GWh | Before Competition Groups | 78.4847 | 0 | 0 | 20055.8483 | 0.0039133 | 44 | Commercial_2026_Technical_GWh_Before Competition Groups_44 | Freezer Case Light Sensor | 0.3913% | 0 | 78.4847 | Commercial_2026_Technical_GWh_Before Competition Groups_Freezer Case Light Sensor
Commercial | Com ¦ Evaporator Fan Controls | 2026 | Technical | GWh | Before Competition Groups | 76.5584 | 0 | 0 | 20055.8483 | 0.0038173 | 45 | Commercial_2026_Technical_GWh_Before Competition Groups_45 | Evaporator Fan Controls | 0.3817% | 0 | 76.5584 | Commercial_2026_Technical_GWh_Before Competition Groups_Evaporator Fan Controls
Commercial | Com ¦ Condensing Make Up Air Unit | 2026 | Technical | GWh | Before Competition Groups | 75.7406 | 0 | 0 | 20055.8483 | 0.0037765 | 46 | Commercial_2026_Technical_GWh_Before Competition Groups_46 | Condensing Make Up Air Unit | 0.3776% | 0 | 75.7406 | Commercial_2026_Technical_GWh_Before Competition Groups_Condensing Make Up Air Unit
Commercial | Com ¦ Occupancy Sensors | 2026 | Technical | GWh | Before Competition Groups | 72.497 | 0 | 0 | 20055.8483 | 0.0036148 | 47 | Commercial_2026_Technical_GWh_Before Competition Groups_47 | Occupancy Sensors | 0.3615% | 0 | 72.497 | Commercial_2026_Technical_GWh_Before Competition Groups_Occupancy Sensors
Commercial | Com ¦ Super-High Efficiency Furnaces (Emerging Tech) | 2026 | Technical | GWh | Before Competition Groups | 67.7581 | 0 | 0 | 20055.8483 | 0.0033785 | 48 | Commercial_2026_Technical_GWh_Before Competition Groups_48 | Super-High Efficiency Furnaces (Emerging Tech) | 0.3378% | 0 | 67.7581 | Commercial_2026_Technical_GWh_Before Competition Groups_Super-High Efficiency Furnaces (Emerging Tech)
Commercial | Com ¦ HOTEL OCCUPANCY CONTROLS (HVAC + LIGHTING) | 2026 | Technical | GWh | Before Competition Groups | 65.5495 | 0 | 0 | 20055.8483 | 0.0032683 | 49 | Commercial_2026_Technical_GWh_Before Competition Groups_49 | HOTEL OCCUPANCY CONTROLS (HVAC + LIGHTING) | 0.3268% | 0 | 65.5495 | Commercial_2026_Technical_GWh_Before Competition Groups_HOTEL OCCUPANCY CONTROLS (HVAC + LIGHTING)
Commercial | Com ¦ ENERGY STAR Refrigerator | 2026 | Technical | GWh | Before Competition Groups | 53.7485 | 0 | 0 | 20055.8483 | 0.0026799 | 50 | Commercial_2026_Technical_GWh_Before Competition Groups_50 | ENERGY STAR Refrigerator | 0.268% | 0 | 53.7485 | Commercial_2026_Technical_GWh_Before Competition Groups_ENERGY STAR Refrigerator
Commercial | Com ¦ Refrigeration Commissioning | 2026 | Technical | GWh | Before Competition Groups | 52.5082 | 0 | 0 | 20055.8483 | 0.0026181 | 51 | Commercial_2026_Technical_GWh_Before Competition Groups_51 | Refrigeration Commissioning | 0.2618% | 0 | 52.5082 | Commercial_2026_Technical_GWh_Before Competition Groups_Refrigeration Commissioning
Commercial | Com ¦ Ground Source Heat Pump | 2026 | Technical | GWh | Before Competition Groups | 40.3377 | 0 | 0 | 20055.8483 | 0.0020113 | 52 | Commercial_2026_Technical_GWh_Before Competition Groups_52 | Ground Source Heat Pump | 0.2011% | 0 | 40.3377 | Commercial_2026_Technical_GWh_Before Competition Groups_Ground Source Heat Pump
Commercial | Com ¦ Elec Storage WH 2.30 Et | 2026 | Technical | GWh | Before Competition Groups | 40.2482 | 0 | 0 | 20055.8483 | 0.0020068 | 53 | Commercial_2026_Technical_GWh_Before Competition Groups_53 | Elec Storage WH 2.30 Et | 0.2007% | 0 | 40.2482 | Commercial_2026_Technical_GWh_Before Competition Groups_Elec Storage WH 2.30 Et
Commercial | Com ¦ BEVERAGE VENDING MACHINE CONTROLS | 2026 | Technical | GWh | Before Competition Groups | 38.0921 | 0 | 0 | 20055.8483 | 0.0018993 | 54 | Commercial_2026_Technical_GWh_Before Competition Groups_54 | BEVERAGE VENDING MACHINE CONTROLS | 0.1899% | 0 | 38.0921 | Commercial_2026_Technical_GWh_Before Competition Groups_BEVERAGE VENDING MACHINE CONTROLS
Commercial | Com ¦ Temperature Adjustment in Commercial Freezers | 2026 | Technical | GWh | Before Competition Groups | 29.2751 | 0 | 0 | 20055.8483 | 0.0014597 | 55 | Commercial_2026_Technical_GWh_Before Competition Groups_55 | Temperature Adjustment in Commercial Freezers | 0.146% | 0 | 29.2751 | Commercial_2026_Technical_GWh_Before Competition Groups_Temperature Adjustment in Commercial Freezers
Commercial | Com ¦ Chilled Water Optimization | 2026 | Technical | GWh | Before Competition Groups | 28.7325 | 0 | 0 | 20055.8483 | 0.0014326 | 56 | Commercial_2026_Technical_GWh_Before Competition Groups_56 | Chilled Water Optimization | 0.1433% | 0 | 28.7325 | Commercial_2026_Technical_GWh_Before Competition Groups_Chilled Water Optimization
Commercial | Com ¦ CO Sensors for parking garage exhaust fans | 2026 | Technical | GWh | Before Competition Groups | 28.2577 | 0 | 0 | 20055.8483 | 0.001409 | 57 | Commercial_2026_Technical_GWh_Before Competition Groups_57 | CO Sensors for parking garage exhaust fans | 0.1409% | 0 | 28.2577 | Commercial_2026_Technical_GWh_Before Competition Groups_CO Sensors for parking garage exhaust fans
Commercial | Com ¦ ENERGY STAR Griddle (74% eff) | 2026 | Technical | GWh | Before Competition Groups | 27.9837 | 0 | 0 | 20055.8483 | 0.0013953 | 58 | Commercial_2026_Technical_GWh_Before Competition Groups_58 | ENERGY STAR Griddle (74% eff) | 0.1395% | 0 | 27.9837 | Commercial_2026_Technical_GWh_Before Competition Groups_ENERGY STAR Griddle (74% eff)
Commercial | Com ¦ Energy Efficient Laboratory Fume Hood | 2026 | Technical | GWh | Before Competition Groups | 26.0738 | 0 | 0 | 20055.8483 | 0.0013001 | 59 | Commercial_2026_Technical_GWh_Before Competition Groups_59 | Energy Efficient Laboratory Fume Hood | 0.13% | 0 | 26.0738 | Commercial_2026_Technical_GWh_Before Competition Groups_Energy Efficient Laboratory Fume Hood
Commercial | Com ¦ Anti-sweat heat (ASH) controls - Cooler/Freezer | 2026 | Technical | GWh | Before Competition Groups | 24.3401 | 0 | 0 | 20055.8483 | 0.0012136 | 60 | Commercial_2026_Technical_GWh_Before Competition Groups_60 | Anti-sweat heat (ASH) controls - Cooler/Freezer | 0.1214% | 0 | 24.3401 | Commercial_2026_Technical_GWh_Before Competition Groups_Anti-sweat heat (ASH) controls - Cooler/Freezer
Commercial | Com ¦ Vertical Night Covers | 2026 | Technical | GWh | Before Competition Groups | 22.7095 | 0 | 0 | 20055.8483 | 0.0011323 | 61 | Commercial_2026_Technical_GWh_Before Competition Groups_61 | Vertical Night Covers | 0.1132% | 0 | 22.7095 | Commercial_2026_Technical_GWh_Before Competition Groups_Vertical Night Covers
Commercial | Com ¦ Water Source Heat Pump (4 ton) | 2026 | Technical | GWh | Before Competition Groups | 21.7256 | 0 | 0 | 20055.8483 | 0.0010833 | 62 | Commercial_2026_Technical_GWh_Before Competition Groups_62 | Water Source Heat Pump (4 ton) | 0.1083% | 0 | 21.7256 | Commercial_2026_Technical_GWh_Before Competition Groups_Water Source Heat Pump (4 ton)
Commercial | Com ¦ Duct Insulation, R8 | 2026 | Technical | GWh | Before Competition Groups | 20.2176 | 0 | 0 | 20055.8483 | 0.0010081 | 63 | Commercial_2026_Technical_GWh_Before Competition Groups_63 | Duct Insulation, R8 | 0.1008% | 0 | 20.2176 | Commercial_2026_Technical_GWh_Before Competition Groups_Duct Insulation, R8
Commercial | Com ¦ Water Heating (DHW) Pipe Insulation (Add 3/4\ Foam)" | 2026 | Technical | GWh | Before Competition Groups | 19.5464 | 0 | 0 | 20055.8483 | 0.0009746 | 64 | Commercial_2026_Technical_GWh_Before Competition Groups_64 | Water Heating (DHW) Pipe Insulation (Add 3/4\ Foam)" | 0.09746% | 0 | 19.5464 | Commercial_2026_Technical_GWh_Before Competition Groups_Water Heating (DHW) Pipe Insulation (Add 3/4\ Foam)"
Commercial | Com ¦ Outside Air Economizer | 2026 | Technical | GWh | Before Competition Groups | 16.5415 | 0 | 0 | 20055.8483 | 0.00082477 | 65 | Commercial_2026_Technical_GWh_Before Competition Groups_65 | Outside Air Economizer | 0.08248% | 0 | 16.5415 | Commercial_2026_Technical_GWh_Before Competition Groups_Outside Air Economizer
Commercial | Com ¦ Roof Insulation/Ceiling Insulation (R25 Code to R35) | 2026 | Technical | GWh | Before Competition Groups | 13.2037 | 0 | 0 | 20055.8483 | 0.00065835 | 66 | Commercial_2026_Technical_GWh_Before Competition Groups_66 | Roof Insulation/Ceiling Insulation (R25 Code to R35) | 0.06583% | 0 | 13.2037 | Commercial_2026_Technical_GWh_Before Competition Groups_Roof Insulation/Ceiling Insulation (R25 Code to R35)
Commercial | Com ¦ Suction Pipe Insulation Freezer/Refrigerator | 2026 | Technical | GWh | Before Competition Groups | 12.4117 | 0 | 0 | 20055.8483 | 0.00061886 | 67 | Commercial_2026_Technical_GWh_Before Competition Groups_67 | Suction Pipe Insulation Freezer/Refrigerator | 0.06189% | 0 | 12.4117 | Commercial_2026_Technical_GWh_Before Competition Groups_Suction Pipe Insulation Freezer/Refrigerator
Commercial | Com ¦ High Efficiency Small Instantaneous Water Heater | 2026 | Technical | GWh | Before Competition Groups | 11.0628 | 0 | 0 | 20055.8483 | 0.0005516 | 68 | Commercial_2026_Technical_GWh_Before Competition Groups_68 | High Efficiency Small Instantaneous Water Heater | 0.05516% | 0 | 11.0628 | Commercial_2026_Technical_GWh_Before Competition Groups_High Efficiency Small Instantaneous Water Heater
Commercial | Com ¦ ENERGY STAR Dishwasher | 2026 | Technical | GWh | Before Competition Groups | 10.3696 | 0 | 0 | 20055.8483 | 0.00051704 | 69 | Commercial_2026_Technical_GWh_Before Competition Groups_69 | ENERGY STAR Dishwasher | 0.0517% | 0 | 10.3696 | Commercial_2026_Technical_GWh_Before Competition Groups_ENERGY STAR Dishwasher
Commercial | Com ¦ Evaporator Coil Defrost (Cooler) | 2026 | Technical | GWh | Before Competition Groups | 10.2285 | 0 | 0 | 20055.8483 | 0.00051 | 70 | Commercial_2026_Technical_GWh_Before Competition Groups_70 | Evaporator Coil Defrost (Cooler) | 0.051% | 0 | 10.2285 | Commercial_2026_Technical_GWh_Before Competition Groups_Evaporator Coil Defrost (Cooler)
Commercial | Com ¦ ENERGY STAR Fryer (84% eff) | 2026 | Technical | GWh | Before Competition Groups | 9.8852 | 0 | 0 | 20055.8483 | 0.00049289 | 71 | Commercial_2026_Technical_GWh_Before Competition Groups_71 | ENERGY STAR Fryer (84% eff) | 0.04929% | 0 | 9.8852 | Commercial_2026_Technical_GWh_Before Competition Groups_ENERGY STAR Fryer (84% eff)
Commercial | Com ¦ LED RECESSED DOWNLIGHTS | 2026 | Technical | GWh | Before Competition Groups | 9.8411 | 0 | 0 | 20055.8483 | 0.00049068 | 72 | Commercial_2026_Technical_GWh_Before Competition Groups_72 | LED RECESSED DOWNLIGHTS | 0.04907% | 0 | 9.8411 | Commercial_2026_Technical_GWh_Before Competition Groups_LED RECESSED DOWNLIGHTS
Commercial | Com ¦ Ozone Laundry Treatment | 2026 | Technical | GWh | Before Competition Groups | 6.2293 | 0 | 0 | 20055.8483 | 0.0003106 | 73 | Commercial_2026_Technical_GWh_Before Competition Groups_73 | Ozone Laundry Treatment | 0.03106% | 0 | 6.2293 | Commercial_2026_Technical_GWh_Before Competition Groups_Ozone Laundry Treatment
Commercial | Com ¦ SYNCHRONOUS BELT | 2026 | Technical | GWh | Before Competition Groups | 5.8144 | 0 | 0 | 20055.8483 | 0.00028991 | 74 | Commercial_2026_Technical_GWh_Before Competition Groups_74 | SYNCHRONOUS BELT | 0.02899% | 0 | 5.8144 | Commercial_2026_Technical_GWh_Before Competition Groups_SYNCHRONOUS BELT
Commercial | Com ¦ ENERGY STAR Steam Cookers | 2026 | Technical | GWh | Before Competition Groups | 4.8436 | 0 | 0 | 20055.8483 | 0.00024151 | 75 | Commercial_2026_Technical_GWh_Before Competition Groups_75 | ENERGY STAR Steam Cookers | 0.02415% | 0 | 4.8436 | Commercial_2026_Technical_GWh_Before Competition Groups_ENERGY STAR Steam Cookers
Commercial | Com ¦ Efficient compressor motor | 2026 | Technical | GWh | Before Competition Groups | 4.7983 | 0 | 0 | 20055.8483 | 0.00023925 | 76 | Commercial_2026_Technical_GWh_Before Competition Groups_76 | Efficient compressor motor | 0.02392% | 0 | 4.7983 | Commercial_2026_Technical_GWh_Before Competition Groups_Efficient compressor motor
Commercial | Com ¦ Demand controlled Circulating Systems | 2026 | Technical | GWh | Before Competition Groups | 4.1886 | 0 | 0 | 20055.8483 | 0.00020885 | 77 | Commercial_2026_Technical_GWh_Before Competition Groups_77 | Demand controlled Circulating Systems | 0.02088% | 0 | 4.1886 | Commercial_2026_Technical_GWh_Before Competition Groups_Demand controlled Circulating Systems
Commercial | Com ¦ Notched V belts for HVAC Systems | 2026 | Technical | GWh | Before Competition Groups | 2.9072 | 0 | 0 | 20055.8483 | 0.00014495 | 78 | Commercial_2026_Technical_GWh_Before Competition Groups_78 | Notched V belts for HVAC Systems | 0.0145% | 0 | 2.9072 | Commercial_2026_Technical_GWh_Before Competition Groups_Notched V belts for HVAC Systems
Commercial | Com ¦ ECM MOTORS FOR HVAC APPLICATION (FAN-POWERED VAV BOX) | 2026 | Technical | GWh | Before Competition Groups | 2.6419 | 0 | 0 | 20055.8483 | 0.00013173 | 79 | Commercial_2026_Technical_GWh_Before Competition Groups_79 | ECM MOTORS FOR HVAC APPLICATION (FAN-POWERED VAV BOX) | 0.01317% | 0 | 2.6419 | Commercial_2026_Technical_GWh_Before Competition Groups_ECM MOTORS FOR HVAC APPLICATION (FAN-POWERED VAV BOX)
Commercial | Com ¦ Wall Insulation | 2026 | Technical | GWh | Before Competition Groups | 2.4327 | 0 | 0 | 20055.8483 | 0.0001213 | 80 | Commercial_2026_Technical_GWh_Before Competition Groups_80 | Wall Insulation | 0.01213% | 0 | 2.4327 | Commercial_2026_Technical_GWh_Before Competition Groups_Wall Insulation
Commercial | Com ¦ Solar Preheat Make up Air | 2026 | Technical | GWh | Before Competition Groups | 2.4023 | 0 | 0 | 20055.8483 | 0.00011978 | 81 | Commercial_2026_Technical_GWh_Before Competition Groups_81 | Solar Preheat Make up Air | 0.01198% | 0 | 2.4023 | Commercial_2026_Technical_GWh_Before Competition Groups_Solar Preheat Make up Air
Commercial | Com ¦ Solar Water Preheat (Pools/DHW) | 2026 | Technical | GWh | Before Competition Groups | 2.2923 | 0 | 0 | 20055.8483 | 0.0001143 | 82 | Commercial_2026_Technical_GWh_Before Competition Groups_82 | Solar Water Preheat (Pools/DHW) | 0.01143% | 0 | 2.2923 | Commercial_2026_Technical_GWh_Before Competition Groups_Solar Water Preheat (Pools/DHW)
Commercial | Com ¦ Thermostat Setback | 2026 | Technical | GWh | Before Competition Groups | 2.1527 | 0 | 0 | 20055.8483 | 0.00010734 | 83 | Commercial_2026_Technical_GWh_Before Competition Groups_83 | Thermostat Setback | 0.01073% | 0 | 2.1527 | Commercial_2026_Technical_GWh_Before Competition Groups_Thermostat Setback
Commercial | Com ¦ Heat Pump Water Heater (50 Gallons) | 2026 | Technical | GWh | Before Competition Groups | 1.9918 | 0 | 0 | 20055.8483 | 9.931e-05 | 84 | Commercial_2026_Technical_GWh_Before Competition Groups_84 | Heat Pump Water Heater (50 Gallons) | 0.009931% | 0 | 1.9918 | Commercial_2026_Technical_GWh_Before Competition Groups_Heat Pump Water Heater (50 Gallons)
Commercial | Com ¦ Room AC (w/ louvered sides) 14 SEER from 12 SEER code | 2026 | Technical | GWh | Before Competition Groups | 1.8065 | 0 | 0 | 20055.8483 | 9.0071e-05 | 85 | Commercial_2026_Technical_GWh_Before Competition Groups_85 | Room AC (w/ louvered sides) 14 SEER from 12 SEER code | 0.009007% | 0 | 1.8065 | Commercial_2026_Technical_GWh_Before Competition Groups_Room AC (w/ louvered sides) 14 SEER from 12 SEER code
Commercial | Com ¦ PTAC (12 EER/10,000 BTU) | 2026 | Technical | GWh | Before Competition Groups | 1.6836 | 0 | 0 | 20055.8483 | 8.3943e-05 | 86 | Commercial_2026_Technical_GWh_Before Competition Groups_86 | PTAC (12 EER/10,000 BTU) | 0.008394% | 0 | 1.6836 | Commercial_2026_Technical_GWh_Before Competition Groups_PTAC (12 EER/10,000 BTU)
Commercial | Com ¦ Commercial Hot Food Holding Cabinets | 2026 | Technical | GWh | Before Competition Groups | 1.4054 | 0 | 0 | 20055.8483 | 7.0076e-05 | 87 | Commercial_2026_Technical_GWh_Before Competition Groups_87 | Commercial Hot Food Holding Cabinets | 0.007008% | 0 | 1.4054 | Commercial_2026_Technical_GWh_Before Competition Groups_Commercial Hot Food Holding Cabinets
Commercial | Com ¦ Auto Off Time Switch or Time Clock control | 2026 | Technical | GWh | Before Competition Groups | 1.2976 | 0 | 0 | 20055.8483 | 6.4698e-05 | 88 | Commercial_2026_Technical_GWh_Before Competition Groups_88 | Auto Off Time Switch or Time Clock control | 0.00647% | 0 | 1.2976 | Commercial_2026_Technical_GWh_Before Competition Groups_Auto Off Time Switch or Time Clock control
Commercial | Com ¦ CEE Tier 2/Energy Star Clothes Washers | 2026 | Technical | GWh | Before Competition Groups | 1.1056 | 0 | 0 | 20055.8483 | 5.5126e-05 | 89 | Commercial_2026_Technical_GWh_Before Competition Groups_89 | CEE Tier 2/Energy Star Clothes Washers | 0.005513% | 0 | 1.1056 | Commercial_2026_Technical_GWh_Before Competition Groups_CEE Tier 2/Energy Star Clothes Washers
Commercial | COM ¦ Ductless Mini-Split Heat Pumps | 2026 | Technical | GWh | Before Competition Groups | 0.88152 | 0 | 0 | 20055.8483 | 4.3953e-05 | 90 | Commercial_2026_Technical_GWh_Before Competition Groups_90 | Ductless Mini-Split Heat Pumps | 0.004395% | 0 | 0.88152 | Commercial_2026_Technical_GWh_Before Competition Groups_Ductless Mini-Split Heat Pumps
Commercial | Com ¦ Solar Electric Water Heater (50 Gallon) | 2026 | Technical | GWh | Before Competition Groups | 0.85086 | 0 | 0 | 20055.8483 | 4.2425e-05 | 91 | Commercial_2026_Technical_GWh_Before Competition Groups_91 | Solar Electric Water Heater (50 Gallon) | 0.004242% | 0 | 0.85086 | Commercial_2026_Technical_GWh_Before Competition Groups_Solar Electric Water Heater (50 Gallon)
Commercial | Com ¦ Low Flow Pre-Rinse Spray Nozzle | 2026 | Technical | GWh | Before Competition Groups | 0.7429 | 0 | 0 | 20055.8483 | 3.7042e-05 | 92 | Commercial_2026_Technical_GWh_Before Competition Groups_92 | Low Flow Pre-Rinse Spray Nozzle | 0.003704% | 0 | 0.7429 | Commercial_2026_Technical_GWh_Before Competition Groups_Low Flow Pre-Rinse Spray Nozzle
Commercial | Com ¦ HVAC Optimization | 2026 | Technical | GWh | Before Competition Groups | 0.70195 | 0 | 0 | 20055.8483 | 3.5e-05 | 93 | Commercial_2026_Technical_GWh_Before Competition Groups_93 | HVAC Optimization | 0.0035% | 0 | 0.70195 | Commercial_2026_Technical_GWh_Before Competition Groups_HVAC Optimization
Commercial | Com ¦ High Efficiency Chiller (avg of water and air cooled) | 2026 | Technical | GWh | Before Competition Groups | 0.39168 | 0 | 0 | 20055.8483 | 1.953e-05 | 94 | Commercial_2026_Technical_GWh_Before Competition Groups_94 | High Efficiency Chiller (avg of water and air cooled) | 0.001953% | 0 | 0.39168 | Commercial_2026_Technical_GWh_Before Competition Groups_High Efficiency Chiller (avg of water and air cooled)
Commercial | Com ¦ EC Plug Fan for Data Center (under cabinet) | 2026 | Technical | GWh | Before Competition Groups | 0.18535 | 0 | 0 | 20055.8483 | 9.2417e-06 | 95 | Commercial_2026_Technical_GWh_Before Competition Groups_95 | EC Plug Fan for Data Center (under cabinet) | 0.0009242% | 0 | 0.18535 | Commercial_2026_Technical_GWh_Before Competition Groups_EC Plug Fan for Data Center (under cabinet)
Commercial | Com ¦ eCube | 2026 | Technical | GWh | Before Competition Groups | 0.14062 | 0 | 0 | 20055.8483 | 7.0116e-06 | 96 | Commercial_2026_Technical_GWh_Before Competition Groups_96 | eCube | 0.0007012% | 0 | 0.14062 | Commercial_2026_Technical_GWh_Before Competition Groups_eCube
Commercial | Com ¦ Exterior Photocell | 2026 | Technical | GWh | Before Competition Groups | 0.069483 | 0 | 0 | 20055.8483 | 3.4645e-06 | 97 | Commercial_2026_Technical_GWh_Before Competition Groups_97 | Exterior Photocell | 0.0003465% | 0 | 0.069483 | Commercial_2026_Technical_GWh_Before Competition Groups_Exterior Photocell
Commercial | Com ¦ Air Curtains | 2026 | Technical | GWh | Before Competition Groups | 0.052841 | 0 | 0 | 20055.8483 | 2.6347e-06 | 98 | Commercial_2026_Technical_GWh_Before Competition Groups_98 | Air Curtains | 0.0002635% | 0 | 0.052841 | Commercial_2026_Technical_GWh_Before Competition Groups_Air Curtains
Commercial | Com ¦ VSD Air Compressor | 2026 | Technical | GWh | Before Competition Groups | 0.033645 | 0 | 0 | 20055.8483 | 1.6776e-06 | 99 | Commercial_2026_Technical_GWh_Before Competition Groups_99 | VSD Air Compressor | 0.0001678% | 0 | 0.033645 | Commercial_2026_Technical_GWh_Before Competition Groups_VSD Air Compressor
Commercial | Com ¦ High Efficiency Induction Cooking | 2026 | Technical | GWh | Before Competition Groups | 0.007291 | 0 | 0 | 20055.8483 | 3.6353e-07 | 100 | Commercial_2026_Technical_GWh_Before Competition Groups_100 | High Efficiency Induction Cooking | 3.635e-05% | 0 | 0.007291 | Commercial_2026_Technical_GWh_Before Competition Groups_High Efficiency Induction Cooking
Commercial | Com ¦ Electric Convection Combination Ovens | 2026 | Technical | GWh | Before Competition Groups | 0.0026152 | 0 | 0 | 20055.8483 | 1.304e-07 | 101 | Commercial_2026_Technical_GWh_Before Competition Groups_101 | Electric Convection Combination Ovens | 1.304e-05% | 0 | 0.0026152 | Commercial_2026_Technical_GWh_Before Competition Groups_Electric Convection Combination Ovens
Commercial | Com ¦ Building Recommissioning, Operations and Maintenance (O&M) Improvements | 2027 | Economic | GWh | Before Competition Groups | 2165.6679 | 0 | 0 | 13733.4463 | 0.15769 | 1 | Commercial_2027_Economic_GWh_Before Competition Groups_1 | Building Recommissioning, Operations and Maintenance (O&M) Improvements | 15.77% | 0 | 2165.6679 | Commercial_2027_Economic_GWh_Before Competition Groups_Building Recommissioning, Operations and Maintenance (O&M) Improvements
Commercial | Com ¦ LED Low/High Bay | 2027 | Economic | GWh | Before Competition Groups | 1282.4803 | 0 | 0 | 13733.4463 | 0.093384 | 2 | Commercial_2027_Economic_GWh_Before Competition Groups_2 | LED Low/High Bay | 9.338% | 0 | 1282.4803 | Commercial_2027_Economic_GWh_Before Competition Groups_LED Low/High Bay
Commercial | Com ¦ LED Troffer/Surface/Suspended | 2027 | Economic | GWh | Before Competition Groups | 1081.5935 | 0 | 0 | 13733.4463 | 0.078756 | 3 | Commercial_2027_Economic_GWh_Before Competition Groups_3 | LED Troffer/Surface/Suspended | 7.876% | 0 | 1081.5935 | Commercial_2027_Economic_GWh_Before Competition Groups_LED Troffer/Surface/Suspended
Commercial | Com ¦ ENERGY STAR LED LAMPS (REFLECTOR LAMPs/MR16/PAR 16) | 2027 | Economic | GWh | Before Competition Groups | 913.9791 | 0 | 0 | 13733.4463 | 0.066551 | 4 | Commercial_2027_Economic_GWh_Before Competition Groups_4 | ENERGY STAR LED LAMPS (REFLECTOR LAMPs/MR16/PAR 16) | 6.655% | 0 | 913.9791 | Commercial_2027_Economic_GWh_Before Competition Groups_ENERGY STAR LED LAMPS (REFLECTOR LAMPs/MR16/PAR 16)
Commercial | Com ¦ Education and Capacity Building/Energy Behavior | 2027 | Economic | GWh | Before Competition Groups | 807.2677 | 0 | 0 | 13733.4463 | 0.058781 | 5 | Commercial_2027_Economic_GWh_Before Competition Groups_5 | Education and Capacity Building/Energy Behavior | 5.878% | 0 | 807.2677 | Commercial_2027_Economic_GWh_Before Competition Groups_Education and Capacity Building/Energy Behavior
Commercial | Com ¦ LED EXTERIOR AREA LIGHTS - LED fixture (200W) | 2027 | Economic | GWh | Before Competition Groups | 606.7527 | 0 | 0 | 13733.4463 | 0.044181 | 6 | Commercial_2027_Economic_GWh_Before Competition Groups_6 | LED EXTERIOR AREA LIGHTS - LED fixture (200W) | 4.418% | 0 | 606.7527 | Commercial_2027_Economic_GWh_Before Competition Groups_LED EXTERIOR AREA LIGHTS - LED fixture (200W)
Commercial | Com ¦ Furnace Tune-Up | 2027 | Economic | GWh | Before Competition Groups | 594.6786 | 0 | 0 | 13733.4463 | 0.043301 | 7 | Commercial_2027_Economic_GWh_Before Competition Groups_7 | Furnace Tune-Up | 4.33% | 0 | 594.6786 | Commercial_2027_Economic_GWh_Before Competition Groups_Furnace Tune-Up
Commercial | Com ¦ LED parking lot fixture | 2027 | Economic | GWh | Before Competition Groups | 583.5478 | 0 | 0 | 13733.4463 | 0.042491 | 8 | Commercial_2027_Economic_GWh_Before Competition Groups_8 | LED parking lot fixture | 4.249% | 0 | 583.5478 | Commercial_2027_Economic_GWh_Before Competition Groups_LED parking lot fixture
Commercial | Com ¦ LED Replacement Lamp (Tube) | 2027 | Economic | GWh | Before Competition Groups | 469.8443 | 0 | 0 | 13733.4463 | 0.034212 | 9 | Commercial_2027_Economic_GWh_Before Competition Groups_9 | LED Replacement Lamp (Tube) | 3.421% | 0 | 469.8443 | Commercial_2027_Economic_GWh_Before Competition Groups_LED Replacement Lamp (Tube)
Commercial | Com ¦ High Efficiency Air Source Heat Pump | 2027 | Economic | GWh | Before Competition Groups | 437.1966 | 0 | 0 | 13733.4463 | 0.031834 | 10 | Commercial_2027_Economic_GWh_Before Competition Groups_10 | High Efficiency Air Source Heat Pump | 3.183% | 0 | 437.1966 | Commercial_2027_Economic_GWh_Before Competition Groups_High Efficiency Air Source Heat Pump
Commercial | Com ¦ LED street light fixture | 2027 | Economic | GWh | Before Competition Groups | 358.9435 | 0 | 0 | 13733.4463 | 0.026136 | 11 | Commercial_2027_Economic_GWh_Before Competition Groups_11 | LED street light fixture | 2.614% | 0 | 358.9435 | Commercial_2027_Economic_GWh_Before Competition Groups_LED street light fixture
Commercial | Com ¦ Advanced BAS/Controllers | 2027 | Economic | GWh | Before Competition Groups | 322.7585 | 0 | 0 | 13733.4463 | 0.023502 | 12 | Commercial_2027_Economic_GWh_Before Competition Groups_12 | Advanced BAS/Controllers | 2.35% | 0 | 322.7585 | Commercial_2027_Economic_GWh_Before Competition Groups_Advanced BAS/Controllers
Commercial | Com ¦ LLLC - Low Impact Application | 2027 | Economic | GWh | Before Competition Groups | 305.539 | 0 | 0 | 13733.4463 | 0.022248 | 13 | Commercial_2027_Economic_GWh_Before Competition Groups_13 | LLLC - Low Impact Application | 2.225% | 0 | 305.539 | Commercial_2027_Economic_GWh_Before Competition Groups_LLLC - Low Impact Application
Commercial | Com ¦ Data Center Storage/Server Virtualization | 2027 | Economic | GWh | Before Competition Groups | 288.6261 | 0 | 0 | 13733.4463 | 0.021016 | 14 | Commercial_2027_Economic_GWh_Before Competition Groups_14 | Data Center Storage/Server Virtualization | 2.102% | 0 | 288.6261 | Commercial_2027_Economic_GWh_Before Competition Groups_Data Center Storage/Server Virtualization
Commercial | Com ¦ Demand Control Ventilation | 2027 | Economic | GWh | Before Competition Groups | 273.224 | 0 | 0 | 13733.4463 | 0.019895 | 15 | Commercial_2027_Economic_GWh_Before Competition Groups_15 | Demand Control Ventilation | 1.989% | 0 | 273.224 | Commercial_2027_Economic_GWh_Before Competition Groups_Demand Control Ventilation
Commercial | Com ¦ Strip Curtains | 2027 | Economic | GWh | Before Competition Groups | 238.5171 | 0 | 0 | 13733.4463 | 0.017368 | 16 | Commercial_2027_Economic_GWh_Before Competition Groups_16 | Strip Curtains | 1.737% | 0 | 238.5171 | Commercial_2027_Economic_GWh_Before Competition Groups_Strip Curtains
Commercial | Com ¦ LLLC - High Impact Application | 2027 | Economic | GWh | Before Competition Groups | 226.5762 | 0 | 0 | 13733.4463 | 0.016498 | 17 | Commercial_2027_Economic_GWh_Before Competition Groups_17 | LLLC - High Impact Application | 1.65% | 0 | 226.5762 | Commercial_2027_Economic_GWh_Before Competition Groups_LLLC - High Impact Application
Commercial | Com ¦ Reach-in Shaded Pole to ECM/PSC Evaporator Fan Motor | 2027 | Economic | GWh | Before Competition Groups | 219.6104 | 0 | 0 | 13733.4463 | 0.015991 | 18 | Commercial_2027_Economic_GWh_Before Competition Groups_18 | Reach-in Shaded Pole to ECM/PSC Evaporator Fan Motor | 1.599% | 0 | 219.6104 | Commercial_2027_Economic_GWh_Before Competition Groups_Reach-in Shaded Pole to ECM/PSC Evaporator Fan Motor
Commercial | Com ¦ Refrigerated Display Case Doors | 2027 | Economic | GWh | Before Competition Groups | 200.2062 | 0 | 0 | 13733.4463 | 0.014578 | 19 | Commercial_2027_Economic_GWh_Before Competition Groups_19 | Refrigerated Display Case Doors | 1.458% | 0 | 200.2062 | Commercial_2027_Economic_GWh_Before Competition Groups_Refrigerated Display Case Doors
Commercial | Com ¦ Variable Frequency Drive (VFD) | 2027 | Economic | GWh | Before Competition Groups | 197.1148 | 0 | 0 | 13733.4463 | 0.014353 | 20 | Commercial_2027_Economic_GWh_Before Competition Groups_20 | Variable Frequency Drive (VFD) | 1.435% | 0 | 197.1148 | Commercial_2027_Economic_GWh_Before Competition Groups_Variable Frequency Drive (VFD)
Commercial | Com ¦ Centrally controlled desktop PC/NETWORK PC POWER MANAGEMENT SOFTWARE | 2027 | Economic | GWh | Before Competition Groups | 190.6342 | 0 | 0 | 13733.4463 | 0.013881 | 21 | Commercial_2027_Economic_GWh_Before Competition Groups_21 | Centrally controlled desktop PC/NETWORK PC POWER MANAGEMENT SOFTWARE | 1.388% | 0 | 190.6342 | Commercial_2027_Economic_GWh_Before Competition Groups_Centrally controlled desktop PC/NETWORK PC POWER MANAGEMENT SOFTWARE
Commercial | Com ¦ VFD on Pumps | 2027 | Economic | GWh | Before Competition Groups | 184.476 | 0 | 0 | 13733.4463 | 0.013433 | 22 | Commercial_2027_Economic_GWh_Before Competition Groups_22 | VFD on Pumps | 1.343% | 0 | 184.476 | Commercial_2027_Economic_GWh_Before Competition Groups_VFD on Pumps
Commercial | Com ¦ LED or Equivalent Sign Lighting | 2027 | Economic | GWh | Before Competition Groups | 161.3998 | 0 | 0 | 13733.4463 | 0.011752 | 23 | Commercial_2027_Economic_GWh_Before Competition Groups_23 | LED or Equivalent Sign Lighting | 1.175% | 0 | 161.3998 | Commercial_2027_Economic_GWh_Before Competition Groups_LED or Equivalent Sign Lighting
Commercial | Com ¦ Air Handler with Dedicated Outdoor Air Systems | 2027 | Economic | GWh | Before Competition Groups | 150.4453 | 0 | 0 | 13733.4463 | 0.010955 | 24 | Commercial_2027_Economic_GWh_Before Competition Groups_24 | Air Handler with Dedicated Outdoor Air Systems | 1.095% | 0 | 150.4453 | Commercial_2027_Economic_GWh_Before Competition Groups_Air Handler with Dedicated Outdoor Air Systems
Commercial | Com ¦ Adaptive Thermostats | 2027 | Economic | GWh | Before Competition Groups | 140.7271 | 0 | 0 | 13733.4463 | 0.010247 | 25 | Commercial_2027_Economic_GWh_Before Competition Groups_25 | Adaptive Thermostats | 1.025% | 0 | 140.7271 | Commercial_2027_Economic_GWh_Before Competition Groups_Adaptive Thermostats
Commercial | Com ¦ Unitary Air-Conditioning Unit | 2027 | Economic | GWh | Before Competition Groups | 130.2308 | 0 | 0 | 13733.4463 | 0.0094827 | 26 | Commercial_2027_Economic_GWh_Before Competition Groups_26 | Unitary Air-Conditioning Unit | 0.9483% | 0 | 130.2308 | Commercial_2027_Economic_GWh_Before Competition Groups_Unitary Air-Conditioning Unit
Commercial | Com ¦ ENERGY STAR LED LAMPS (General Service Lamps) | 2027 | Economic | GWh | Before Competition Groups | 117.1446 | 0 | 0 | 13733.4463 | 0.0085299 | 27 | Commercial_2027_Economic_GWh_Before Competition Groups_27 | ENERGY STAR LED LAMPS (General Service Lamps) | 0.853% | 0 | 117.1446 | Commercial_2027_Economic_GWh_Before Competition Groups_ENERGY STAR LED LAMPS (General Service Lamps)
Commercial | Com ¦ ECM MOTORS FOR EVAPORATOR FANS for refrigeration (WALK-IN) | 2027 | Economic | GWh | Before Competition Groups | 93.3773 | 0 | 0 | 13733.4463 | 0.0067993 | 28 | Commercial_2027_Economic_GWh_Before Competition Groups_28 | ECM MOTORS FOR EVAPORATOR FANS for refrigeration (WALK-IN) | 0.6799% | 0 | 93.3773 | Commercial_2027_Economic_GWh_Before Competition Groups_ECM MOTORS FOR EVAPORATOR FANS for refrigeration (WALK-IN)
Commercial | Com ¦ Condensing Unit Heaters or other Efficient Unit Heating System | 2027 | Economic | GWh | Before Competition Groups | 89.4906 | 0 | 0 | 13733.4463 | 0.0065162 | 29 | Commercial_2027_Economic_GWh_Before Competition Groups_29 | Condensing Unit Heaters or other Efficient Unit Heating System | 0.6516% | 0 | 89.4906 | Commercial_2027_Economic_GWh_Before Competition Groups_Condensing Unit Heaters or other Efficient Unit Heating System
Commercial | Com ¦ Demand Control Kitchen Ventilation | 2027 | Economic | GWh | Before Competition Groups | 87.481 | 0 | 0 | 13733.4463 | 0.0063699 | 30 | Commercial_2027_Economic_GWh_Before Competition Groups_30 | Demand Control Kitchen Ventilation | 0.637% | 0 | 87.481 | Commercial_2027_Economic_GWh_Before Competition Groups_Demand Control Kitchen Ventilation
Commercial | Com ¦ Refrigerated Display Case LED | 2027 | Economic | GWh | Before Competition Groups | 82.63 | 0 | 0 | 13733.4463 | 0.0060167 | 31 | Commercial_2027_Economic_GWh_Before Competition Groups_31 | Refrigerated Display Case LED | 0.6017% | 0 | 82.63 | Commercial_2027_Economic_GWh_Before Competition Groups_Refrigerated Display Case LED
Commercial | Com ¦ Freezer Case Light Sensor | 2027 | Economic | GWh | Before Competition Groups | 76.9072 | 0 | 0 | 13733.4463 | 0.0056 | 32 | Commercial_2027_Economic_GWh_Before Competition Groups_32 | Freezer Case Light Sensor | 0.56% | 0 | 76.9072 | Commercial_2027_Economic_GWh_Before Competition Groups_Freezer Case Light Sensor
Commercial | Com ¦ Evaporator Fan Controls | 2027 | Economic | GWh | Before Competition Groups | 75.0196 | 0 | 0 | 13733.4463 | 0.0054625 | 33 | Commercial_2027_Economic_GWh_Before Competition Groups_33 | Evaporator Fan Controls | 0.5463% | 0 | 75.0196 | Commercial_2027_Economic_GWh_Before Competition Groups_Evaporator Fan Controls
Commercial | Com ¦ Occupancy Sensors | 2027 | Economic | GWh | Before Competition Groups | 73.0756 | 0 | 0 | 13733.4463 | 0.005321 | 34 | Commercial_2027_Economic_GWh_Before Competition Groups_34 | Occupancy Sensors | 0.5321% | 0 | 73.0756 | Commercial_2027_Economic_GWh_Before Competition Groups_Occupancy Sensors
Commercial | Com ¦ Elec Storage WH 2.30 Et | 2027 | Economic | GWh | Before Competition Groups | 41.5219 | 0 | 0 | 13733.4463 | 0.0030234 | 35 | Commercial_2027_Economic_GWh_Before Competition Groups_35 | Elec Storage WH 2.30 Et | 0.3023% | 0 | 41.5219 | Commercial_2027_Economic_GWh_Before Competition Groups_Elec Storage WH 2.30 Et
Commercial | Com ¦ Door Gasket Freezer/Refrigerator | 2027 | Economic | GWh | Before Competition Groups | 40.7108 | 0 | 0 | 13733.4463 | 0.0029644 | 36 | Commercial_2027_Economic_GWh_Before Competition Groups_36 | Door Gasket Freezer/Refrigerator | 0.2964% | 0 | 40.7108 | Commercial_2027_Economic_GWh_Before Competition Groups_Door Gasket Freezer/Refrigerator
Commercial | Com ¦ BEVERAGE VENDING MACHINE CONTROLS | 2027 | Economic | GWh | Before Competition Groups | 38.9228 | 0 | 0 | 13733.4463 | 0.0028342 | 37 | Commercial_2027_Economic_GWh_Before Competition Groups_37 | BEVERAGE VENDING MACHINE CONTROLS | 0.2834% | 0 | 38.9228 | Commercial_2027_Economic_GWh_Before Competition Groups_BEVERAGE VENDING MACHINE CONTROLS
Commercial | Com ¦ Networked/Connected - Low Impact Application | 2027 | Economic | GWh | Before Competition Groups | 33.8537 | 0 | 0 | 13733.4463 | 0.0024651 | 38 | Commercial_2027_Economic_GWh_Before Competition Groups_38 | Networked/Connected - Low Impact Application | 0.2465% | 0 | 33.8537 | Commercial_2027_Economic_GWh_Before Competition Groups_Networked/Connected - Low Impact Application
Commercial | Com ¦ Chilled Water Optimization | 2027 | Economic | GWh | Before Competition Groups | 31.6255 | 0 | 0 | 13733.4463 | 0.0023028 | 39 | Commercial_2027_Economic_GWh_Before Competition Groups_39 | Chilled Water Optimization | 0.2303% | 0 | 31.6255 | Commercial_2027_Economic_GWh_Before Competition Groups_Chilled Water Optimization
Commercial | Com ¦ ENERGY STAR Griddle (74% eff) | 2027 | Economic | GWh | Before Competition Groups | 30.5132 | 0 | 0 | 13733.4463 | 0.0022218 | 40 | Commercial_2027_Economic_GWh_Before Competition Groups_40 | ENERGY STAR Griddle (74% eff) | 0.2222% | 0 | 30.5132 | Commercial_2027_Economic_GWh_Before Competition Groups_ENERGY STAR Griddle (74% eff)
Commercial | Com ¦ Temperature Adjustment in Commercial Freezers | 2027 | Economic | GWh | Before Competition Groups | 28.6866 | 0 | 0 | 13733.4463 | 0.0020888 | 41 | Commercial_2027_Economic_GWh_Before Competition Groups_41 | Temperature Adjustment in Commercial Freezers | 0.2089% | 0 | 28.6866 | Commercial_2027_Economic_GWh_Before Competition Groups_Temperature Adjustment in Commercial Freezers
Commercial | Com ¦ CO Sensors for parking garage exhaust fans | 2027 | Economic | GWh | Before Competition Groups | 28.5009 | 0 | 0 | 13733.4463 | 0.0020753 | 42 | Commercial_2027_Economic_GWh_Before Competition Groups_42 | CO Sensors for parking garage exhaust fans | 0.2075% | 0 | 28.5009 | Commercial_2027_Economic_GWh_Before Competition Groups_CO Sensors for parking garage exhaust fans
Commercial | Com ¦ Networked/Connected - High Impact Application | 2027 | Economic | GWh | Before Competition Groups | 28.3568 | 0 | 0 | 13733.4463 | 0.0020648 | 43 | Commercial_2027_Economic_GWh_Before Competition Groups_43 | Networked/Connected - High Impact Application | 0.2065% | 0 | 28.3568 | Commercial_2027_Economic_GWh_Before Competition Groups_Networked/Connected - High Impact Application
Commercial | Com ¦ Energy Efficient Laboratory Fume Hood | 2027 | Economic | GWh | Before Competition Groups | 25.5498 | 0 | 0 | 13733.4463 | 0.0018604 | 44 | Commercial_2027_Economic_GWh_Before Competition Groups_44 | Energy Efficient Laboratory Fume Hood | 0.186% | 0 | 25.5498 | Commercial_2027_Economic_GWh_Before Competition Groups_Energy Efficient Laboratory Fume Hood
Commercial | Com ¦ Water Source Heat Pump (4 ton) | 2027 | Economic | GWh | Before Competition Groups | 23.8137 | 0 | 0 | 13733.4463 | 0.001734 | 45 | Commercial_2027_Economic_GWh_Before Competition Groups_45 | Water Source Heat Pump (4 ton) | 0.1734% | 0 | 23.8137 | Commercial_2027_Economic_GWh_Before Competition Groups_Water Source Heat Pump (4 ton)
Commercial | Com ¦ Vertical Night Covers | 2027 | Economic | GWh | Before Competition Groups | 22.2531 | 0 | 0 | 13733.4463 | 0.0016204 | 46 | Commercial_2027_Economic_GWh_Before Competition Groups_46 | Vertical Night Covers | 0.162% | 0 | 22.2531 | Commercial_2027_Economic_GWh_Before Competition Groups_Vertical Night Covers
Commercial | Com ¦ Duct Insulation, R8 | 2027 | Economic | GWh | Before Competition Groups | 19.8112 | 0 | 0 | 13733.4463 | 0.0014426 | 47 | Commercial_2027_Economic_GWh_Before Competition Groups_47 | Duct Insulation, R8 | 0.1443% | 0 | 19.8112 | Commercial_2027_Economic_GWh_Before Competition Groups_Duct Insulation, R8
Commercial | Com ¦ Water Heating (DHW) Pipe Insulation (Add 3/4\ Foam)" | 2027 | Economic | GWh | Before Competition Groups | 19.1535 | 0 | 0 | 13733.4463 | 0.0013947 | 48 | Commercial_2027_Economic_GWh_Before Competition Groups_48 | Water Heating (DHW) Pipe Insulation (Add 3/4\ Foam)" | 0.1395% | 0 | 19.1535 | Commercial_2027_Economic_GWh_Before Competition Groups_Water Heating (DHW) Pipe Insulation (Add 3/4\ Foam)"
Commercial | Com ¦ Outside Air Economizer | 2027 | Economic | GWh | Before Competition Groups | 16.677 | 0 | 0 | 13733.4463 | 0.0012143 | 49 | Commercial_2027_Economic_GWh_Before Competition Groups_49 | Outside Air Economizer | 0.1214% | 0 | 16.677 | Commercial_2027_Economic_GWh_Before Competition Groups_Outside Air Economizer
Commercial | Com ¦ Suction Pipe Insulation Freezer/Refrigerator | 2027 | Economic | GWh | Before Competition Groups | 12.1622 | 0 | 0 | 13733.4463 | 0.00088559 | 50 | Commercial_2027_Economic_GWh_Before Competition Groups_50 | Suction Pipe Insulation Freezer/Refrigerator | 0.08856% | 0 | 12.1622 | Commercial_2027_Economic_GWh_Before Competition Groups_Suction Pipe Insulation Freezer/Refrigerator
Commercial | Com ¦ ENERGY STAR Fryer (84% eff) | 2027 | Economic | GWh | Before Competition Groups | 10.806 | 0 | 0 | 13733.4463 | 0.00078684 | 51 | Commercial_2027_Economic_GWh_Before Competition Groups_51 | ENERGY STAR Fryer (84% eff) | 0.07868% | 0 | 10.806 | Commercial_2027_Economic_GWh_Before Competition Groups_ENERGY STAR Fryer (84% eff)
Commercial | Com ¦ ENERGY STAR Dishwasher | 2027 | Economic | GWh | Before Competition Groups | 10.6852 | 0 | 0 | 13733.4463 | 0.00077805 | 52 | Commercial_2027_Economic_GWh_Before Competition Groups_52 | ENERGY STAR Dishwasher | 0.0778% | 0 | 10.6852 | Commercial_2027_Economic_GWh_Before Competition Groups_ENERGY STAR Dishwasher
Commercial | Com ¦ Ozone Laundry Treatment | 2027 | Economic | GWh | Before Competition Groups | 6.2668 | 0 | 0 | 13733.4463 | 0.00045632 | 53 | Commercial_2027_Economic_GWh_Before Competition Groups_53 | Ozone Laundry Treatment | 0.04563% | 0 | 6.2668 | Commercial_2027_Economic_GWh_Before Competition Groups_Ozone Laundry Treatment
Commercial | Com ¦ High Efficiency Small Instantaneous Water Heater | 2027 | Economic | GWh | Before Competition Groups | 5.6279 | 0 | 0 | 13733.4463 | 0.00040979 | 54 | Commercial_2027_Economic_GWh_Before Competition Groups_54 | High Efficiency Small Instantaneous Water Heater | 0.04098% | 0 | 5.6279 | Commercial_2027_Economic_GWh_Before Competition Groups_High Efficiency Small Instantaneous Water Heater
Commercial | Com ¦ ENERGY STAR Steam Cookers | 2027 | Economic | GWh | Before Competition Groups | 5.2947 | 0 | 0 | 13733.4463 | 0.00038553 | 55 | Commercial_2027_Economic_GWh_Before Competition Groups_55 | ENERGY STAR Steam Cookers | 0.03855% | 0 | 5.2947 | Commercial_2027_Economic_GWh_Before Competition Groups_ENERGY STAR Steam Cookers
Commercial | Com ¦ Demand controlled Circulating Systems | 2027 | Economic | GWh | Before Competition Groups | 4.1044 | 0 | 0 | 13733.4463 | 0.00029886 | 56 | Commercial_2027_Economic_GWh_Before Competition Groups_56 | Demand controlled Circulating Systems | 0.02989% | 0 | 4.1044 | Commercial_2027_Economic_GWh_Before Competition Groups_Demand controlled Circulating Systems
Commercial | Com ¦ Condensing Make Up Air Unit | 2027 | Economic | GWh | Before Competition Groups | 4.0561 | 0 | 0 | 13733.4463 | 0.00029534 | 57 | Commercial_2027_Economic_GWh_Before Competition Groups_57 | Condensing Make Up Air Unit | 0.02953% | 0 | 4.0561 | Commercial_2027_Economic_GWh_Before Competition Groups_Condensing Make Up Air Unit
Commercial | Com ¦ ECM MOTORS FOR HVAC APPLICATION (FAN-POWERED VAV BOX) | 2027 | Economic | GWh | Before Competition Groups | 2.6445 | 0 | 0 | 13733.4463 | 0.00019256 | 58 | Commercial_2027_Economic_GWh_Before Competition Groups_58 | ECM MOTORS FOR HVAC APPLICATION (FAN-POWERED VAV BOX) | 0.01926% | 0 | 2.6445 | Commercial_2027_Economic_GWh_Before Competition Groups_ECM MOTORS FOR HVAC APPLICATION (FAN-POWERED VAV BOX)
Commercial | Com ¦ Solar Water Preheat (Pools/DHW) | 2027 | Economic | GWh | Before Competition Groups | 2.5227 | 0 | 0 | 13733.4463 | 0.00018369 | 59 | Commercial_2027_Economic_GWh_Before Competition Groups_59 | Solar Water Preheat (Pools/DHW) | 0.01837% | 0 | 2.5227 | Commercial_2027_Economic_GWh_Before Competition Groups_Solar Water Preheat (Pools/DHW)
Commercial | Com ¦ Thermostat Setback | 2027 | Economic | GWh | Before Competition Groups | 2.2517 | 0 | 0 | 13733.4463 | 0.00016395 | 60 | Commercial_2027_Economic_GWh_Before Competition Groups_60 | Thermostat Setback | 0.0164% | 0 | 2.2517 | Commercial_2027_Economic_GWh_Before Competition Groups_Thermostat Setback
Commercial | Com ¦ Notched V belts for HVAC Systems | 2027 | Economic | GWh | Before Competition Groups | 2.16 | 0 | 0 | 13733.4463 | 0.00015728 | 61 | Commercial_2027_Economic_GWh_Before Competition Groups_61 | Notched V belts for HVAC Systems | 0.01573% | 0 | 2.16 | Commercial_2027_Economic_GWh_Before Competition Groups_Notched V belts for HVAC Systems
Commercial | Com ¦ PTAC (12 EER/10,000 BTU) | 2027 | Economic | GWh | Before Competition Groups | 1.7501 | 0 | 0 | 13733.4463 | 0.00012743 | 62 | Commercial_2027_Economic_GWh_Before Competition Groups_62 | PTAC (12 EER/10,000 BTU) | 0.01274% | 0 | 1.7501 | Commercial_2027_Economic_GWh_Before Competition Groups_PTAC (12 EER/10,000 BTU)
Commercial | Com ¦ Auto Off Time Switch or Time Clock control | 2027 | Economic | GWh | Before Competition Groups | 1.3081 | 0 | 0 | 13733.4463 | 9.5252e-05 | 63 | Commercial_2027_Economic_GWh_Before Competition Groups_63 | Auto Off Time Switch or Time Clock control | 0.009525% | 0 | 1.3081 | Commercial_2027_Economic_GWh_Before Competition Groups_Auto Off Time Switch or Time Clock control
Commercial | Com ¦ CEE Tier 2/Energy Star Clothes Washers | 2027 | Economic | GWh | Before Competition Groups | 1.1853 | 0 | 0 | 13733.4463 | 8.6305e-05 | 64 | Commercial_2027_Economic_GWh_Before Competition Groups_64 | CEE Tier 2/Energy Star Clothes Washers | 0.00863% | 0 | 1.1853 | Commercial_2027_Economic_GWh_Before Competition Groups_CEE Tier 2/Energy Star Clothes Washers
Commercial | COM ¦ Ductless Mini-Split Heat Pumps | 2027 | Economic | GWh | Before Competition Groups | 0.9682 | 0 | 0 | 13733.4463 | 7.0499e-05 | 65 | Commercial_2027_Economic_GWh_Before Competition Groups_65 | Ductless Mini-Split Heat Pumps | 0.00705% | 0 | 0.9682 | Commercial_2027_Economic_GWh_Before Competition Groups_Ductless Mini-Split Heat Pumps
Commercial | Com ¦ Low Flow Pre-Rinse Spray Nozzle | 2027 | Economic | GWh | Before Competition Groups | 0.77286 | 0 | 0 | 13733.4463 | 5.6275e-05 | 66 | Commercial_2027_Economic_GWh_Before Competition Groups_66 | Low Flow Pre-Rinse Spray Nozzle | 0.005628% | 0 | 0.77286 | Commercial_2027_Economic_GWh_Before Competition Groups_Low Flow Pre-Rinse Spray Nozzle
Commercial | Com ¦ Commercial Hot Food Holding Cabinets | 2027 | Economic | GWh | Before Competition Groups | 0.46252 | 0 | 0 | 13733.4463 | 3.3679e-05 | 67 | Commercial_2027_Economic_GWh_Before Competition Groups_67 | Commercial Hot Food Holding Cabinets | 0.003368% | 0 | 0.46252 | Commercial_2027_Economic_GWh_Before Competition Groups_Commercial Hot Food Holding Cabinets
Commercial | Com ¦ HVAC Optimization | 2027 | Economic | GWh | Before Competition Groups | 0.40444 | 0 | 0 | 13733.4463 | 2.9449e-05 | 68 | Commercial_2027_Economic_GWh_Before Competition Groups_68 | HVAC Optimization | 0.002945% | 0 | 0.40444 | Commercial_2027_Economic_GWh_Before Competition Groups_HVAC Optimization
Commercial | Com ¦ Energy Recovery Ventilation and Ventilation (Enhanced) | 2027 | Economic | GWh | Before Competition Groups | 0.38886 | 0 | 0 | 13733.4463 | 2.8315e-05 | 69 | Commercial_2027_Economic_GWh_Before Competition Groups_69 | Energy Recovery Ventilation and Ventilation (Enhanced) | 0.002831% | 0 | 0.38886 | Commercial_2027_Economic_GWh_Before Competition Groups_Energy Recovery Ventilation and Ventilation (Enhanced)
Commercial | Com ¦ Wall Insulation | 2027 | Economic | GWh | Before Competition Groups | 0.18198 | 0 | 0 | 13733.4463 | 1.3251e-05 | 70 | Commercial_2027_Economic_GWh_Before Competition Groups_70 | Wall Insulation | 0.001325% | 0 | 0.18198 | Commercial_2027_Economic_GWh_Before Competition Groups_Wall Insulation
Commercial | Com ¦ Room AC (w/ louvered sides) 14 SEER from 12 SEER code | 2027 | Economic | GWh | Before Competition Groups | 0.10679 | 0 | 0 | 13733.4463 | 7.7757e-06 | 71 | Commercial_2027_Economic_GWh_Before Competition Groups_71 | Room AC (w/ louvered sides) 14 SEER from 12 SEER code | 0.0007776% | 0 | 0.10679 | Commercial_2027_Economic_GWh_Before Competition Groups_Room AC (w/ louvered sides) 14 SEER from 12 SEER code
Commercial | Com ¦ Air Curtains | 2027 | Economic | GWh | Before Competition Groups | 0.053609 | 0 | 0 | 13733.4463 | 3.9035e-06 | 72 | Commercial_2027_Economic_GWh_Before Competition Groups_72 | Air Curtains | 0.0003904% | 0 | 0.053609 | Commercial_2027_Economic_GWh_Before Competition Groups_Air Curtains
Commercial | Com ¦ EC Plug Fan for Data Center (under cabinet) | 2027 | Economic | GWh | Before Competition Groups | 0.049721 | 0 | 0 | 13733.4463 | 3.6205e-06 | 73 | Commercial_2027_Economic_GWh_Before Competition Groups_73 | EC Plug Fan for Data Center (under cabinet) | 0.000362% | 0 | 0.049721 | Commercial_2027_Economic_GWh_Before Competition Groups_EC Plug Fan for Data Center (under cabinet)
Commercial | Com ¦ High Efficiency Chiller (avg of water and air cooled) | 2027 | Economic | GWh | Before Competition Groups | 0.043893 | 0 | 0 | 13733.4463 | 3.1961e-06 | 74 | Commercial_2027_Economic_GWh_Before Competition Groups_74 | High Efficiency Chiller (avg of water and air cooled) | 0.0003196% | 0 | 0.043893 | Commercial_2027_Economic_GWh_Before Competition Groups_High Efficiency Chiller (avg of water and air cooled)
Commercial | Com ¦ VSD Air Compressor | 2027 | Economic | GWh | Before Competition Groups | 0.036749 | 0 | 0 | 13733.4463 | 2.6759e-06 | 75 | Commercial_2027_Economic_GWh_Before Competition Groups_75 | VSD Air Compressor | 0.0002676% | 0 | 0.036749 | Commercial_2027_Economic_GWh_Before Competition Groups_VSD Air Compressor
Commercial | Com ¦ LED RECESSED DOWNLIGHTS | 2027 | Economic | GWh | Before Competition Groups | 0.034205 | 0 | 0 | 13733.4463 | 2.4906e-06 | 76 | Commercial_2027_Economic_GWh_Before Competition Groups_76 | LED RECESSED DOWNLIGHTS | 0.0002491% | 0 | 0.034205 | Commercial_2027_Economic_GWh_Before Competition Groups_LED RECESSED DOWNLIGHTS
Commercial | Com ¦ Electric Convection Combination Ovens | 2027 | Economic | GWh | Before Competition Groups | 0.0028609 | 0 | 0 | 13733.4463 | 2.0831e-07 | 77 | Commercial_2027_Economic_GWh_Before Competition Groups_77 | Electric Convection Combination Ovens | 2.083e-05% | 0 | 0.0028609 | Commercial_2027_Economic_GWh_Before Competition Groups_Electric Convection Combination Ovens
Commercial | Com ¦ Efficient compressor motor | 2027 | Economic | GWh | Before Competition Groups | 0 | 0 | 0 | 13733.4463 | 0 | 78 | Commercial_2027_Economic_GWh_Before Competition Groups_78 | Efficient compressor motor | 0% | 0 | 0 | Commercial_2027_Economic_GWh_Before Competition Groups_Efficient compressor motor
Commercial | Com ¦ Indoor Daylight Sensors/Photocell Dimming Control | 2027 | Economic | GWh | Before Competition Groups | 0 | 0 | 0 | 13733.4463 | 0 | 79 | Commercial_2027_Economic_GWh_Before Competition Groups_79 | Indoor Daylight Sensors/Photocell Dimming Control | 0% | 0 | 0 | Commercial_2027_Economic_GWh_Before Competition Groups_Indoor Daylight Sensors/Photocell Dimming Control
Commercial | Com ¦ Variable Refrigerant Flow Heat Pump | 2027 | Economic | GWh | Before Competition Groups | 0 | 0 | 0 | 13733.4463 | 0 | 80 | Commercial_2027_Economic_GWh_Before Competition Groups_80 | Variable Refrigerant Flow Heat Pump | 0% | 0 | 0 | Commercial_2027_Economic_GWh_Before Competition Groups_Variable Refrigerant Flow Heat Pump
Commercial | Com ¦ ENERGY STAR LED LAMPS (REFLECTOR LAMPs/MR16/PAR 16) | 2027 | SC A | GWh | Before Competition Groups | 751.6952 | 0 | 0 | 5576.2635 | 0.1348 | 1 | Commercial_2027_SC A_GWh_Before Competition Groups_1 | ENERGY STAR LED LAMPS (REFLECTOR LAMPs/MR16/PAR 16) | 13.48% | 0 | 751.6952 | Commercial_2027_SC A_GWh_Before Competition Groups_ENERGY STAR LED LAMPS (REFLECTOR LAMPs/MR16/PAR 16)
Commercial | Com ¦ LED Troffer/Surface/Suspended | 2027 | SC A | GWh | Before Competition Groups | 591.803 | 0 | 0 | 5576.2635 | 0.10613 | 2 | Commercial_2027_SC A_GWh_Before Competition Groups_2 | LED Troffer/Surface/Suspended | 10.61% | 0 | 591.803 | Commercial_2027_SC A_GWh_Before Competition Groups_LED Troffer/Surface/Suspended
Commercial | Com ¦ LED Low/High Bay | 2027 | SC A | GWh | Before Competition Groups | 581.28 | 0 | 0 | 5576.2635 | 0.10424 | 3 | Commercial_2027_SC A_GWh_Before Competition Groups_3 | LED Low/High Bay | 10.42% | 0 | 581.28 | Commercial_2027_SC A_GWh_Before Competition Groups_LED Low/High Bay
Commercial | Com ¦ LED EXTERIOR AREA LIGHTS - LED fixture (200W) | 2027 | SC A | GWh | Before Competition Groups | 474.6183 | 0 | 0 | 5576.2635 | 0.085114 | 4 | Commercial_2027_SC A_GWh_Before Competition Groups_4 | LED EXTERIOR AREA LIGHTS - LED fixture (200W) | 8.511% | 0 | 474.6183 | Commercial_2027_SC A_GWh_Before Competition Groups_LED EXTERIOR AREA LIGHTS - LED fixture (200W)
Commercial | Com ¦ LED parking lot fixture | 2027 | SC A | GWh | Before Competition Groups | 460.4673 | 0 | 0 | 5576.2635 | 0.082576 | 5 | Commercial_2027_SC A_GWh_Before Competition Groups_5 | LED parking lot fixture | 8.258% | 0 | 460.4673 | Commercial_2027_SC A_GWh_Before Competition Groups_LED parking lot fixture
Commercial | Com ¦ LED Replacement Lamp (Tube) | 2027 | SC A | GWh | Before Competition Groups | 381.4969 | 0 | 0 | 5576.2635 | 0.068414 | 6 | Commercial_2027_SC A_GWh_Before Competition Groups_6 | LED Replacement Lamp (Tube) | 6.841% | 0 | 381.4969 | Commercial_2027_SC A_GWh_Before Competition Groups_LED Replacement Lamp (Tube)
Commercial | Com ¦ LED street light fixture | 2027 | SC A | GWh | Before Competition Groups | 274.704 | 0 | 0 | 5576.2635 | 0.049263 | 7 | Commercial_2027_SC A_GWh_Before Competition Groups_7 | LED street light fixture | 4.926% | 0 | 274.704 | Commercial_2027_SC A_GWh_Before Competition Groups_LED street light fixture
Commercial | Com ¦ Building Recommissioning, Operations and Maintenance (O&M) Improvements | 2027 | SC A | GWh | Before Competition Groups | 272.8732 | 0 | 0 | 5576.2635 | 0.048935 | 8 | Commercial_2027_SC A_GWh_Before Competition Groups_8 | Building Recommissioning, Operations and Maintenance (O&M) Improvements | 4.893% | 0 | 272.8732 | Commercial_2027_SC A_GWh_Before Competition Groups_Building Recommissioning, Operations and Maintenance (O&M) Improvements
Commercial | Com ¦ Furnace Tune-Up | 2027 | SC A | GWh | Before Competition Groups | 183.0936 | 0 | 0 | 5576.2635 | 0.032834 | 9 | Commercial_2027_SC A_GWh_Before Competition Groups_9 | Furnace Tune-Up | 3.283% | 0 | 183.0936 | Commercial_2027_SC A_GWh_Before Competition Groups_Furnace Tune-Up
Commercial | Com ¦ Data Center Storage/Server Virtualization | 2027 | SC A | GWh | Before Competition Groups | 168.3395 | 0 | 0 | 5576.2635 | 0.030189 | 10 | Commercial_2027_SC A_GWh_Before Competition Groups_10 | Data Center Storage/Server Virtualization | 3.019% | 0 | 168.3395 | Commercial_2027_SC A_GWh_Before Competition Groups_Data Center Storage/Server Virtualization
Commercial | Com ¦ Reach-in Shaded Pole to ECM/PSC Evaporator Fan Motor | 2027 | SC A | GWh | Before Competition Groups | 141.3187 | 0 | 0 | 5576.2635 | 0.025343 | 11 | Commercial_2027_SC A_GWh_Before Competition Groups_11 | Reach-in Shaded Pole to ECM/PSC Evaporator Fan Motor | 2.534% | 0 | 141.3187 | Commercial_2027_SC A_GWh_Before Competition Groups_Reach-in Shaded Pole to ECM/PSC Evaporator Fan Motor
Commercial | Com ¦ High Efficiency Air Source Heat Pump | 2027 | SC A | GWh | Before Competition Groups | 140.1202 | 0 | 0 | 5576.2635 | 0.025128 | 12 | Commercial_2027_SC A_GWh_Before Competition Groups_12 | High Efficiency Air Source Heat Pump | 2.513% | 0 | 140.1202 | Commercial_2027_SC A_GWh_Before Competition Groups_High Efficiency Air Source Heat Pump
Commercial | Com ¦ ENERGY STAR LED LAMPS (General Service Lamps) | 2027 | SC A | GWh | Before Competition Groups | 95.1212 | 0 | 0 | 5576.2635 | 0.017058 | 13 | Commercial_2027_SC A_GWh_Before Competition Groups_13 | ENERGY STAR LED LAMPS (General Service Lamps) | 1.706% | 0 | 95.1212 | Commercial_2027_SC A_GWh_Before Competition Groups_ENERGY STAR LED LAMPS (General Service Lamps)
Commercial | Com ¦ Education and Capacity Building/Energy Behavior | 2027 | SC A | GWh | Before Competition Groups | 91.9745 | 0 | 0 | 5576.2635 | 0.016494 | 14 | Commercial_2027_SC A_GWh_Before Competition Groups_14 | Education and Capacity Building/Energy Behavior | 1.649% | 0 | 91.9745 | Commercial_2027_SC A_GWh_Before Competition Groups_Education and Capacity Building/Energy Behavior
Commercial | Com ¦ Strip Curtains | 2027 | SC A | GWh | Before Competition Groups | 90.7353 | 0 | 0 | 5576.2635 | 0.016272 | 15 | Commercial_2027_SC A_GWh_Before Competition Groups_15 | Strip Curtains | 1.627% | 0 | 90.7353 | Commercial_2027_SC A_GWh_Before Competition Groups_Strip Curtains
Commercial | Com ¦ LED or Equivalent Sign Lighting | 2027 | SC A | GWh | Before Competition Groups | 90.6289 | 0 | 0 | 5576.2635 | 0.016253 | 16 | Commercial_2027_SC A_GWh_Before Competition Groups_16 | LED or Equivalent Sign Lighting | 1.625% | 0 | 90.6289 | Commercial_2027_SC A_GWh_Before Competition Groups_LED or Equivalent Sign Lighting
Commercial | Com ¦ Refrigerated Display Case Doors | 2027 | SC A | GWh | Before Competition Groups | 82.2289 | 0 | 0 | 5576.2635 | 0.014746 | 17 | Commercial_2027_SC A_GWh_Before Competition Groups_17 | Refrigerated Display Case Doors | 1.475% | 0 | 82.2289 | Commercial_2027_SC A_GWh_Before Competition Groups_Refrigerated Display Case Doors
Commercial | Com ¦ Advanced BAS/Controllers | 2027 | SC A | GWh | Before Competition Groups | 65.2428 | 0 | 0 | 5576.2635 | 0.0117 | 18 | Commercial_2027_SC A_GWh_Before Competition Groups_18 | Advanced BAS/Controllers | 1.17% | 0 | 65.2428 | Commercial_2027_SC A_GWh_Before Competition Groups_Advanced BAS/Controllers
Commercial | Com ¦ Centrally controlled desktop PC/NETWORK PC POWER MANAGEMENT SOFTWARE | 2027 | SC A | GWh | Before Competition Groups | 65.0121 | 0 | 0 | 5576.2635 | 0.011659 | 19 | Commercial_2027_SC A_GWh_Before Competition Groups_19 | Centrally controlled desktop PC/NETWORK PC POWER MANAGEMENT SOFTWARE | 1.166% | 0 | 65.0121 | Commercial_2027_SC A_GWh_Before Competition Groups_Centrally controlled desktop PC/NETWORK PC POWER MANAGEMENT SOFTWARE
Commercial | Com ¦ Variable Frequency Drive (VFD) | 2027 | SC A | GWh | Before Competition Groups | 61.017 | 0 | 0 | 5576.2635 | 0.010942 | 20 | Commercial_2027_SC A_GWh_Before Competition Groups_20 | Variable Frequency Drive (VFD) | 1.094% | 0 | 61.017 | Commercial_2027_SC A_GWh_Before Competition Groups_Variable Frequency Drive (VFD)
Commercial | Com ¦ Demand Control Ventilation | 2027 | SC A | GWh | Before Competition Groups | 58.3259 | 0 | 0 | 5576.2635 | 0.01046 | 21 | Commercial_2027_SC A_GWh_Before Competition Groups_21 | Demand Control Ventilation | 1.046% | 0 | 58.3259 | Commercial_2027_SC A_GWh_Before Competition Groups_Demand Control Ventilation
Commercial | Com ¦ VFD on Pumps | 2027 | SC A | GWh | Before Competition Groups | 56.6494 | 0 | 0 | 5576.2635 | 0.010159 | 22 | Commercial_2027_SC A_GWh_Before Competition Groups_22 | VFD on Pumps | 1.016% | 0 | 56.6494 | Commercial_2027_SC A_GWh_Before Competition Groups_VFD on Pumps
Commercial | Com ¦ Adaptive Thermostats | 2027 | SC A | GWh | Before Competition Groups | 43.6124 | 0 | 0 | 5576.2635 | 0.0078211 | 23 | Commercial_2027_SC A_GWh_Before Competition Groups_23 | Adaptive Thermostats | 0.7821% | 0 | 43.6124 | Commercial_2027_SC A_GWh_Before Competition Groups_Adaptive Thermostats
Commercial | Com ¦ ECM MOTORS FOR EVAPORATOR FANS for refrigeration (WALK-IN) | 2027 | SC A | GWh | Before Competition Groups | 28.4326 | 0 | 0 | 5576.2635 | 0.0050989 | 24 | Commercial_2027_SC A_GWh_Before Competition Groups_24 | ECM MOTORS FOR EVAPORATOR FANS for refrigeration (WALK-IN) | 0.5099% | 0 | 28.4326 | Commercial_2027_SC A_GWh_Before Competition Groups_ECM MOTORS FOR EVAPORATOR FANS for refrigeration (WALK-IN)
Commercial | Com ¦ Air Handler with Dedicated Outdoor Air Systems | 2027 | SC A | GWh | Before Competition Groups | 28.254 | 0 | 0 | 5576.2635 | 0.0050668 | 25 | Commercial_2027_SC A_GWh_Before Competition Groups_25 | Air Handler with Dedicated Outdoor Air Systems | 0.5067% | 0 | 28.254 | Commercial_2027_SC A_GWh_Before Competition Groups_Air Handler with Dedicated Outdoor Air Systems
Commercial | Com ¦ Condensing Unit Heaters or other Efficient Unit Heating System | 2027 | SC A | GWh | Before Competition Groups | 27.5314 | 0 | 0 | 5576.2635 | 0.0049373 | 26 | Commercial_2027_SC A_GWh_Before Competition Groups_26 | Condensing Unit Heaters or other Efficient Unit Heating System | 0.4937% | 0 | 27.5314 | Commercial_2027_SC A_GWh_Before Competition Groups_Condensing Unit Heaters or other Efficient Unit Heating System
Commercial | Com ¦ Demand Control Kitchen Ventilation | 2027 | SC A | GWh | Before Competition Groups | 24.1519 | 0 | 0 | 5576.2635 | 0.0043312 | 27 | Commercial_2027_SC A_GWh_Before Competition Groups_27 | Demand Control Kitchen Ventilation | 0.4331% | 0 | 24.1519 | Commercial_2027_SC A_GWh_Before Competition Groups_Demand Control Kitchen Ventilation
Commercial | Com ¦ Refrigerated Display Case LED | 2027 | SC A | GWh | Before Competition Groups | 24.05 | 0 | 0 | 5576.2635 | 0.0043129 | 28 | Commercial_2027_SC A_GWh_Before Competition Groups_28 | Refrigerated Display Case LED | 0.4313% | 0 | 24.05 | Commercial_2027_SC A_GWh_Before Competition Groups_Refrigerated Display Case LED
Commercial | Com ¦ Evaporator Fan Controls | 2027 | SC A | GWh | Before Competition Groups | 22.7619 | 0 | 0 | 5576.2635 | 0.0040819 | 29 | Commercial_2027_SC A_GWh_Before Competition Groups_29 | Evaporator Fan Controls | 0.4082% | 0 | 22.7619 | Commercial_2027_SC A_GWh_Before Competition Groups_Evaporator Fan Controls
Commercial | Com ¦ Door Gasket Freezer/Refrigerator | 2027 | SC A | GWh | Before Competition Groups | 19.9178 | 0 | 0 | 5576.2635 | 0.0035719 | 30 | Commercial_2027_SC A_GWh_Before Competition Groups_30 | Door Gasket Freezer/Refrigerator | 0.3572% | 0 | 19.9178 | Commercial_2027_SC A_GWh_Before Competition Groups_Door Gasket Freezer/Refrigerator
Commercial | Com ¦ Freezer Case Light Sensor | 2027 | SC A | GWh | Before Competition Groups | 19.0343 | 0 | 0 | 5576.2635 | 0.0034135 | 31 | Commercial_2027_SC A_GWh_Before Competition Groups_31 | Freezer Case Light Sensor | 0.3413% | 0 | 19.0343 | Commercial_2027_SC A_GWh_Before Competition Groups_Freezer Case Light Sensor
Commercial | Com ¦ ENERGY STAR Griddle (74% eff) | 2027 | SC A | GWh | Before Competition Groups | 18.0176 | 0 | 0 | 5576.2635 | 0.0032311 | 32 | Commercial_2027_SC A_GWh_Before Competition Groups_32 | ENERGY STAR Griddle (74% eff) | 0.3231% | 0 | 18.0176 | Commercial_2027_SC A_GWh_Before Competition Groups_ENERGY STAR Griddle (74% eff)
Commercial | Com ¦ Unitary Air-Conditioning Unit | 2027 | SC A | GWh | Before Competition Groups | 16.6345 | 0 | 0 | 5576.2635 | 0.0029831 | 33 | Commercial_2027_SC A_GWh_Before Competition Groups_33 | Unitary Air-Conditioning Unit | 0.2983% | 0 | 16.6345 | Commercial_2027_SC A_GWh_Before Competition Groups_Unitary Air-Conditioning Unit
Commercial | Com ¦ Occupancy Sensors | 2027 | SC A | GWh | Before Competition Groups | 15.6801 | 0 | 0 | 5576.2635 | 0.0028119 | 34 | Commercial_2027_SC A_GWh_Before Competition Groups_34 | Occupancy Sensors | 0.2812% | 0 | 15.6801 | Commercial_2027_SC A_GWh_Before Competition Groups_Occupancy Sensors
Commercial | Com ¦ Chilled Water Optimization | 2027 | SC A | GWh | Before Competition Groups | 12.1843 | 0 | 0 | 5576.2635 | 0.002185 | 35 | Commercial_2027_SC A_GWh_Before Competition Groups_35 | Chilled Water Optimization | 0.2185% | 0 | 12.1843 | Commercial_2027_SC A_GWh_Before Competition Groups_Chilled Water Optimization
Commercial | Com ¦ Elec Storage WH 2.30 Et | 2027 | SC A | GWh | Before Competition Groups | 9.3335 | 0 | 0 | 5576.2635 | 0.0016738 | 36 | Commercial_2027_SC A_GWh_Before Competition Groups_36 | Elec Storage WH 2.30 Et | 0.1674% | 0 | 9.3335 | Commercial_2027_SC A_GWh_Before Competition Groups_Elec Storage WH 2.30 Et
Commercial | Com ¦ Temperature Adjustment in Commercial Freezers | 2027 | SC A | GWh | Before Competition Groups | 8.7139 | 0 | 0 | 5576.2635 | 0.0015627 | 37 | Commercial_2027_SC A_GWh_Before Competition Groups_37 | Temperature Adjustment in Commercial Freezers | 0.1563% | 0 | 8.7139 | Commercial_2027_SC A_GWh_Before Competition Groups_Temperature Adjustment in Commercial Freezers
Commercial | Com ¦ BEVERAGE VENDING MACHINE CONTROLS | 2027 | SC A | GWh | Before Competition Groups | 8.7115 | 0 | 0 | 5576.2635 | 0.0015623 | 38 | Commercial_2027_SC A_GWh_Before Competition Groups_38 | BEVERAGE VENDING MACHINE CONTROLS | 0.1562% | 0 | 8.7115 | Commercial_2027_SC A_GWh_Before Competition Groups_BEVERAGE VENDING MACHINE CONTROLS
Commercial | Com ¦ CO Sensors for parking garage exhaust fans | 2027 | SC A | GWh | Before Competition Groups | 7.2924 | 0 | 0 | 5576.2635 | 0.0013078 | 39 | Commercial_2027_SC A_GWh_Before Competition Groups_39 | CO Sensors for parking garage exhaust fans | 0.1308% | 0 | 7.2924 | Commercial_2027_SC A_GWh_Before Competition Groups_CO Sensors for parking garage exhaust fans
Commercial | Com ¦ Energy Efficient Laboratory Fume Hood | 2027 | SC A | GWh | Before Competition Groups | 6.9563 | 0 | 0 | 5576.2635 | 0.0012475 | 40 | Commercial_2027_SC A_GWh_Before Competition Groups_40 | Energy Efficient Laboratory Fume Hood | 0.1247% | 0 | 6.9563 | Commercial_2027_SC A_GWh_Before Competition Groups_Energy Efficient Laboratory Fume Hood
Commercial | Com ¦ Vertical Night Covers | 2027 | SC A | GWh | Before Competition Groups | 6.6031 | 0 | 0 | 5576.2635 | 0.0011841 | 41 | Commercial_2027_SC A_GWh_Before Competition Groups_41 | Vertical Night Covers | 0.1184% | 0 | 6.6031 | Commercial_2027_SC A_GWh_Before Competition Groups_Vertical Night Covers
Commercial | Com ¦ Outside Air Economizer | 2027 | SC A | GWh | Before Competition Groups | 6.5758 | 0 | 0 | 5576.2635 | 0.0011792 | 42 | Commercial_2027_SC A_GWh_Before Competition Groups_42 | Outside Air Economizer | 0.1179% | 0 | 6.5758 | Commercial_2027_SC A_GWh_Before Competition Groups_Outside Air Economizer
Commercial | Com ¦ ENERGY STAR Fryer (84% eff) | 2027 | SC A | GWh | Before Competition Groups | 6.5259 | 0 | 0 | 5576.2635 | 0.0011703 | 43 | Commercial_2027_SC A_GWh_Before Competition Groups_43 | ENERGY STAR Fryer (84% eff) | 0.117% | 0 | 6.5259 | Commercial_2027_SC A_GWh_Before Competition Groups_ENERGY STAR Fryer (84% eff)
Commercial | Com ¦ Duct Insulation, R8 | 2027 | SC A | GWh | Before Competition Groups | 6.0054 | 0 | 0 | 5576.2635 | 0.001077 | 44 | Commercial_2027_SC A_GWh_Before Competition Groups_44 | Duct Insulation, R8 | 0.1077% | 0 | 6.0054 | Commercial_2027_SC A_GWh_Before Competition Groups_Duct Insulation, R8
Commercial | Com ¦ Water Heating (DHW) Pipe Insulation (Add 3/4\ Foam)" | 2027 | SC A | GWh | Before Competition Groups | 5.8466 | 0 | 0 | 5576.2635 | 0.0010485 | 45 | Commercial_2027_SC A_GWh_Before Competition Groups_45 | Water Heating (DHW) Pipe Insulation (Add 3/4\ Foam)" | 0.1048% | 0 | 5.8466 | Commercial_2027_SC A_GWh_Before Competition Groups_Water Heating (DHW) Pipe Insulation (Add 3/4\ Foam)"
Commercial | Com ¦ Water Source Heat Pump (4 ton) | 2027 | SC A | GWh | Before Competition Groups | 4.8159 | 0 | 0 | 5576.2635 | 0.00086364 | 46 | Commercial_2027_SC A_GWh_Before Competition Groups_46 | Water Source Heat Pump (4 ton) | 0.08636% | 0 | 4.8159 | Commercial_2027_SC A_GWh_Before Competition Groups_Water Source Heat Pump (4 ton)
Commercial | Com ¦ Suction Pipe Insulation Freezer/Refrigerator | 2027 | SC A | GWh | Before Competition Groups | 3.5711 | 0 | 0 | 5576.2635 | 0.0006404 | 47 | Commercial_2027_SC A_GWh_Before Competition Groups_47 | Suction Pipe Insulation Freezer/Refrigerator | 0.06404% | 0 | 3.5711 | Commercial_2027_SC A_GWh_Before Competition Groups_Suction Pipe Insulation Freezer/Refrigerator
Commercial | Com ¦ ENERGY STAR Dishwasher | 2027 | SC A | GWh | Before Competition Groups | 3.1812 | 0 | 0 | 5576.2635 | 0.00057048 | 48 | Commercial_2027_SC A_GWh_Before Competition Groups_48 | ENERGY STAR Dishwasher | 0.05705% | 0 | 3.1812 | Commercial_2027_SC A_GWh_Before Competition Groups_ENERGY STAR Dishwasher
Commercial | Com ¦ ENERGY STAR Steam Cookers | 2027 | SC A | GWh | Before Competition Groups | 3.1165 | 0 | 0 | 5576.2635 | 0.00055889 | 49 | Commercial_2027_SC A_GWh_Before Competition Groups_49 | ENERGY STAR Steam Cookers | 0.05589% | 0 | 3.1165 | Commercial_2027_SC A_GWh_Before Competition Groups_ENERGY STAR Steam Cookers
Commercial | Com ¦ Thermostat Setback | 2027 | SC A | GWh | Before Competition Groups | 1.9445 | 0 | 0 | 5576.2635 | 0.00034871 | 50 | Commercial_2027_SC A_GWh_Before Competition Groups_50 | Thermostat Setback | 0.03487% | 0 | 1.9445 | Commercial_2027_SC A_GWh_Before Competition Groups_Thermostat Setback
Commercial | Com ¦ Ozone Laundry Treatment | 2027 | SC A | GWh | Before Competition Groups | 1.4557 | 0 | 0 | 5576.2635 | 0.00026105 | 51 | Commercial_2027_SC A_GWh_Before Competition Groups_51 | Ozone Laundry Treatment | 0.02611% | 0 | 1.4557 | Commercial_2027_SC A_GWh_Before Competition Groups_Ozone Laundry Treatment
Commercial | Com ¦ Condensing Make Up Air Unit | 2027 | SC A | GWh | Before Competition Groups | 1.2431 | 0 | 0 | 5576.2635 | 0.00022292 | 52 | Commercial_2027_SC A_GWh_Before Competition Groups_52 | Condensing Make Up Air Unit | 0.02229% | 0 | 1.2431 | Commercial_2027_SC A_GWh_Before Competition Groups_Condensing Make Up Air Unit
Commercial | Com ¦ Demand controlled Circulating Systems | 2027 | SC A | GWh | Before Competition Groups | 1.2104 | 0 | 0 | 5576.2635 | 0.00021706 | 53 | Commercial_2027_SC A_GWh_Before Competition Groups_53 | Demand controlled Circulating Systems | 0.02171% | 0 | 1.2104 | Commercial_2027_SC A_GWh_Before Competition Groups_Demand controlled Circulating Systems
Commercial | Com ¦ ECM MOTORS FOR HVAC APPLICATION (FAN-POWERED VAV BOX) | 2027 | SC A | GWh | Before Competition Groups | 0.89086 | 0 | 0 | 5576.2635 | 0.00015976 | 54 | Commercial_2027_SC A_GWh_Before Competition Groups_54 | ECM MOTORS FOR HVAC APPLICATION (FAN-POWERED VAV BOX) | 0.01598% | 0 | 0.89086 | Commercial_2027_SC A_GWh_Before Competition Groups_ECM MOTORS FOR HVAC APPLICATION (FAN-POWERED VAV BOX)
Commercial | Com ¦ CEE Tier 2/Energy Star Clothes Washers | 2027 | SC A | GWh | Before Competition Groups | 0.64427 | 0 | 0 | 5576.2635 | 0.00011554 | 55 | Commercial_2027_SC A_GWh_Before Competition Groups_55 | CEE Tier 2/Energy Star Clothes Washers | 0.01155% | 0 | 0.64427 | Commercial_2027_SC A_GWh_Before Competition Groups_CEE Tier 2/Energy Star Clothes Washers
Commercial | Com ¦ Notched V belts for HVAC Systems | 2027 | SC A | GWh | Before Competition Groups | 0.38106 | 0 | 0 | 5576.2635 | 6.8336e-05 | 56 | Commercial_2027_SC A_GWh_Before Competition Groups_56 | Notched V belts for HVAC Systems | 0.006834% | 0 | 0.38106 | Commercial_2027_SC A_GWh_Before Competition Groups_Notched V belts for HVAC Systems
Commercial | Com ¦ Auto Off Time Switch or Time Clock control | 2027 | SC A | GWh | Before Competition Groups | 0.35389 | 0 | 0 | 5576.2635 | 6.3464e-05 | 57 | Commercial_2027_SC A_GWh_Before Competition Groups_57 | Auto Off Time Switch or Time Clock control | 0.006346% | 0 | 0.35389 | Commercial_2027_SC A_GWh_Before Competition Groups_Auto Off Time Switch or Time Clock control
Commercial | Com ¦ Low Flow Pre-Rinse Spray Nozzle | 2027 | SC A | GWh | Before Competition Groups | 0.34875 | 0 | 0 | 5576.2635 | 6.2542e-05 | 58 | Commercial_2027_SC A_GWh_Before Competition Groups_58 | Low Flow Pre-Rinse Spray Nozzle | 0.006254% | 0 | 0.34875 | Commercial_2027_SC A_GWh_Before Competition Groups_Low Flow Pre-Rinse Spray Nozzle
Commercial | COM ¦ Ductless Mini-Split Heat Pumps | 2027 | SC A | GWh | Before Competition Groups | 0.32236 | 0 | 0 | 5576.2635 | 5.7809e-05 | 59 | Commercial_2027_SC A_GWh_Before Competition Groups_59 | Ductless Mini-Split Heat Pumps | 0.005781% | 0 | 0.32236 | Commercial_2027_SC A_GWh_Before Competition Groups_Ductless Mini-Split Heat Pumps
Commercial | Com ¦ Solar Water Preheat (Pools/DHW) | 2027 | SC A | GWh | Before Competition Groups | 0.29182 | 0 | 0 | 5576.2635 | 5.2332e-05 | 60 | Commercial_2027_SC A_GWh_Before Competition Groups_60 | Solar Water Preheat (Pools/DHW) | 0.005233% | 0 | 0.29182 | Commercial_2027_SC A_GWh_Before Competition Groups_Solar Water Preheat (Pools/DHW)
Commercial | Com ¦ HVAC Optimization | 2027 | SC A | GWh | Before Competition Groups | 0.2333 | 0 | 0 | 5576.2635 | 4.1838e-05 | 61 | Commercial_2027_SC A_GWh_Before Competition Groups_61 | HVAC Optimization | 0.004184% | 0 | 0.2333 | Commercial_2027_SC A_GWh_Before Competition Groups_HVAC Optimization
Commercial | Com ¦ PTAC (12 EER/10,000 BTU) | 2027 | SC A | GWh | Before Competition Groups | 0.2083 | 0 | 0 | 5576.2635 | 3.7355e-05 | 62 | Commercial_2027_SC A_GWh_Before Competition Groups_62 | PTAC (12 EER/10,000 BTU) | 0.003736% | 0 | 0.2083 | Commercial_2027_SC A_GWh_Before Competition Groups_PTAC (12 EER/10,000 BTU)
Commercial | Com ¦ Commercial Hot Food Holding Cabinets | 2027 | SC A | GWh | Before Competition Groups | 0.14332 | 0 | 0 | 5576.2635 | 2.5701e-05 | 63 | Commercial_2027_SC A_GWh_Before Competition Groups_63 | Commercial Hot Food Holding Cabinets | 0.00257% | 0 | 0.14332 | Commercial_2027_SC A_GWh_Before Competition Groups_Commercial Hot Food Holding Cabinets
Commercial | Com ¦ Air Curtains | 2027 | SC A | GWh | Before Competition Groups | 0.090087 | 0 | 0 | 5576.2635 | 1.6156e-05 | 64 | Commercial_2027_SC A_GWh_Before Competition Groups_64 | Air Curtains | 0.001616% | 0 | 0.090087 | Commercial_2027_SC A_GWh_Before Competition Groups_Air Curtains
Commercial | Com ¦ Wall Insulation | 2027 | SC A | GWh | Before Competition Groups | 0.05442 | 0 | 0 | 5576.2635 | 9.7592e-06 | 65 | Commercial_2027_SC A_GWh_Before Competition Groups_65 | Wall Insulation | 0.0009759% | 0 | 0.05442 | Commercial_2027_SC A_GWh_Before Competition Groups_Wall Insulation
Commercial | Com ¦ LED RECESSED DOWNLIGHTS | 2027 | SC A | GWh | Before Competition Groups | 0.044063 | 0 | 0 | 5576.2635 | 7.902e-06 | 66 | Commercial_2027_SC A_GWh_Before Competition Groups_66 | LED RECESSED DOWNLIGHTS | 0.0007902% | 0 | 0.044063 | Commercial_2027_SC A_GWh_Before Competition Groups_LED RECESSED DOWNLIGHTS
Commercial | Com ¦ Energy Recovery Ventilation and Ventilation (Enhanced) | 2027 | SC A | GWh | Before Competition Groups | 0.029701 | 0 | 0 | 5576.2635 | 5.3263e-06 | 67 | Commercial_2027_SC A_GWh_Before Competition Groups_67 | Energy Recovery Ventilation and Ventilation (Enhanced) | 0.0005326% | 0 | 0.029701 | Commercial_2027_SC A_GWh_Before Competition Groups_Energy Recovery Ventilation and Ventilation (Enhanced)
Commercial | Com ¦ LLLC - Low Impact Application | 2027 | SC A | GWh | Before Competition Groups | 0.024346 | 0 | 0 | 5576.2635 | 4.3661e-06 | 68 | Commercial_2027_SC A_GWh_Before Competition Groups_68 | LLLC - Low Impact Application | 0.0004366% | 0 | 0.024346 | Commercial_2027_SC A_GWh_Before Competition Groups_LLLC - Low Impact Application
Commercial | Com ¦ High Efficiency Small Instantaneous Water Heater | 2027 | SC A | GWh | Before Competition Groups | 0.023077 | 0 | 0 | 5576.2635 | 4.1385e-06 | 69 | Commercial_2027_SC A_GWh_Before Competition Groups_69 | High Efficiency Small Instantaneous Water Heater | 0.0004139% | 0 | 0.023077 | Commercial_2027_SC A_GWh_Before Competition Groups_High Efficiency Small Instantaneous Water Heater
Commercial | Com ¦ LLLC - High Impact Application | 2027 | SC A | GWh | Before Competition Groups | 0.022952 | 0 | 0 | 5576.2635 | 4.116e-06 | 70 | Commercial_2027_SC A_GWh_Before Competition Groups_70 | LLLC - High Impact Application | 0.0004116% | 0 | 0.022952 | Commercial_2027_SC A_GWh_Before Competition Groups_LLLC - High Impact Application
Commercial | Com ¦ VSD Air Compressor | 2027 | SC A | GWh | Before Competition Groups | 0.018186 | 0 | 0 | 5576.2635 | 3.2613e-06 | 71 | Commercial_2027_SC A_GWh_Before Competition Groups_71 | VSD Air Compressor | 0.0003261% | 0 | 0.018186 | Commercial_2027_SC A_GWh_Before Competition Groups_VSD Air Compressor
Commercial | Com ¦ EC Plug Fan for Data Center (under cabinet) | 2027 | SC A | GWh | Before Competition Groups | 0.01121 | 0 | 0 | 5576.2635 | 2.0103e-06 | 72 | Commercial_2027_SC A_GWh_Before Competition Groups_72 | EC Plug Fan for Data Center (under cabinet) | 0.000201% | 0 | 0.01121 | Commercial_2027_SC A_GWh_Before Competition Groups_EC Plug Fan for Data Center (under cabinet)
Commercial | Com ¦ Room AC (w/ louvered sides) 14 SEER from 12 SEER code | 2027 | SC A | GWh | Before Competition Groups | 0.010127 | 0 | 0 | 5576.2635 | 1.8161e-06 | 73 | Commercial_2027_SC A_GWh_Before Competition Groups_73 | Room AC (w/ louvered sides) 14 SEER from 12 SEER code | 0.0001816% | 0 | 0.010127 | Commercial_2027_SC A_GWh_Before Competition Groups_Room AC (w/ louvered sides) 14 SEER from 12 SEER code
Commercial | Com ¦ High Efficiency Chiller (avg of water and air cooled) | 2027 | SC A | GWh | Before Competition Groups | 0.0036005 | 0 | 0 | 5576.2635 | 6.4568e-07 | 74 | Commercial_2027_SC A_GWh_Before Competition Groups_74 | High Efficiency Chiller (avg of water and air cooled) | 6.457e-05% | 0 | 0.0036005 | Commercial_2027_SC A_GWh_Before Competition Groups_High Efficiency Chiller (avg of water and air cooled)
Commercial | Com ¦ Electric Convection Combination Ovens | 2027 | SC A | GWh | Before Competition Groups | 0.001941 | 0 | 0 | 5576.2635 | 3.4808e-07 | 75 | Commercial_2027_SC A_GWh_Before Competition Groups_75 | Electric Convection Combination Ovens | 3.481e-05% | 0 | 0.001941 | Commercial_2027_SC A_GWh_Before Competition Groups_Electric Convection Combination Ovens
Commercial | Com ¦ Networked/Connected - High Impact Application | 2027 | SC A | GWh | Before Competition Groups | 0.00054825 | 0 | 0 | 5576.2635 | 9.8319e-08 | 76 | Commercial_2027_SC A_GWh_Before Competition Groups_76 | Networked/Connected - High Impact Application | 9.832e-06% | 0 | 0.00054825 | Commercial_2027_SC A_GWh_Before Competition Groups_Networked/Connected - High Impact Application
Commercial | Com ¦ Networked/Connected - Low Impact Application | 2027 | SC A | GWh | Before Competition Groups | 2.5135e-05 | 0 | 0 | 5576.2635 | 4.5074e-09 | 77 | Commercial_2027_SC A_GWh_Before Competition Groups_77 | Networked/Connected - Low Impact Application | 4.507e-07% | 0 | 2.5135e-05 | Commercial_2027_SC A_GWh_Before Competition Groups_Networked/Connected - Low Impact Application
Commercial | Com ¦ Efficient compressor motor | 2027 | SC A | GWh | Before Competition Groups | 0 | 0 | 0 | 5576.2635 | 0 | 78 | Commercial_2027_SC A_GWh_Before Competition Groups_78 | Efficient compressor motor | 0% | 0 | 0 | Commercial_2027_SC A_GWh_Before Competition Groups_Efficient compressor motor
Commercial | Com ¦ Indoor Daylight Sensors/Photocell Dimming Control | 2027 | SC A | GWh | Before Competition Groups | 0 | 0 | 0 | 5576.2635 | 0 | 79 | Commercial_2027_SC A_GWh_Before Competition Groups_79 | Indoor Daylight Sensors/Photocell Dimming Control | 0% | 0 | 0 | Commercial_2027_SC A_GWh_Before Competition Groups_Indoor Daylight Sensors/Photocell Dimming Control
Commercial | Com ¦ Variable Refrigerant Flow Heat Pump | 2027 | SC A | GWh | Before Competition Groups | 0 | 0 | 0 | 5576.2635 | 0 | 80 | Commercial_2027_SC A_GWh_Before Competition Groups_80 | Variable Refrigerant Flow Heat Pump | 0% | 0 | 0 | Commercial_2027_SC A_GWh_Before Competition Groups_Variable Refrigerant Flow Heat Pump
Commercial | Com ¦ ENERGY STAR LED LAMPS (REFLECTOR LAMPs/MR16/PAR 16) | 2027 | SC B | GWh | Before Competition Groups | 751.6952 | 0 | 0 | 7547.5041 | 0.099595 | 1 | Commercial_2027_SC B_GWh_Before Competition Groups_1 | ENERGY STAR LED LAMPS (REFLECTOR LAMPs/MR16/PAR 16) | 9.96% | 0 | 751.6952 | Commercial_2027_SC B_GWh_Before Competition Groups_ENERGY STAR LED LAMPS (REFLECTOR LAMPs/MR16/PAR 16)
Commercial | Com ¦ LED Low/High Bay | 2027 | SC B | GWh | Before Competition Groups | 657.0404 | 0 | 0 | 7547.5041 | 0.087054 | 2 | Commercial_2027_SC B_GWh_Before Competition Groups_2 | LED Low/High Bay | 8.705% | 0 | 657.0404 | Commercial_2027_SC B_GWh_Before Competition Groups_LED Low/High Bay
Commercial | Com ¦ LED Troffer/Surface/Suspended | 2027 | SC B | GWh | Before Competition Groups | 638.0739 | 0 | 0 | 7547.5041 | 0.084541 | 3 | Commercial_2027_SC B_GWh_Before Competition Groups_3 | LED Troffer/Surface/Suspended | 8.454% | 0 | 638.0739 | Commercial_2027_SC B_GWh_Before Competition Groups_LED Troffer/Surface/Suspended
Commercial | Com ¦ LED EXTERIOR AREA LIGHTS - LED fixture (200W) | 2027 | SC B | GWh | Before Competition Groups | 475.7159 | 0 | 0 | 7547.5041 | 0.06303 | 4 | Commercial_2027_SC B_GWh_Before Competition Groups_4 | LED EXTERIOR AREA LIGHTS - LED fixture (200W) | 6.303% | 0 | 475.7159 | Commercial_2027_SC B_GWh_Before Competition Groups_LED EXTERIOR AREA LIGHTS - LED fixture (200W)
Commercial | Com ¦ LED parking lot fixture | 2027 | SC B | GWh | Before Competition Groups | 460.4673 | 0 | 0 | 7547.5041 | 0.061009 | 5 | Commercial_2027_SC B_GWh_Before Competition Groups_5 | LED parking lot fixture | 6.101% | 0 | 460.4673 | Commercial_2027_SC B_GWh_Before Competition Groups_LED parking lot fixture
Commercial | Com ¦ Education and Capacity Building/Energy Behavior | 2027 | SC B | GWh | Before Competition Groups | 459.8725 | 0 | 0 | 7547.5041 | 0.06093 | 6 | Commercial_2027_SC B_GWh_Before Competition Groups_6 | Education and Capacity Building/Energy Behavior | 6.093% | 0 | 459.8725 | Commercial_2027_SC B_GWh_Before Competition Groups_Education and Capacity Building/Energy Behavior
Commercial | Com ¦ Building Recommissioning, Operations and Maintenance (O&M) Improvements | 2027 | SC B | GWh | Before Competition Groups | 458.3727 | 0 | 0 | 7547.5041 | 0.060732 | 7 | Commercial_2027_SC B_GWh_Before Competition Groups_7 | Building Recommissioning, Operations and Maintenance (O&M) Improvements | 6.073% | 0 | 458.3727 | Commercial_2027_SC B_GWh_Before Competition Groups_Building Recommissioning, Operations and Maintenance (O&M) Improvements
Commercial | Com ¦ Furnace Tune-Up | 2027 | SC B | GWh | Before Competition Groups | 427.8798 | 0 | 0 | 7547.5041 | 0.056692 | 8 | Commercial_2027_SC B_GWh_Before Competition Groups_8 | Furnace Tune-Up | 5.669% | 0 | 427.8798 | Commercial_2027_SC B_GWh_Before Competition Groups_Furnace Tune-Up
Commercial | Com ¦ LED Replacement Lamp (Tube) | 2027 | SC B | GWh | Before Competition Groups | 381.4969 | 0 | 0 | 7547.5041 | 0.050546 | 9 | Commercial_2027_SC B_GWh_Before Competition Groups_9 | LED Replacement Lamp (Tube) | 5.055% | 0 | 381.4969 | Commercial_2027_SC B_GWh_Before Competition Groups_LED Replacement Lamp (Tube)
Commercial | Com ¦ LED street light fixture | 2027 | SC B | GWh | Before Competition Groups | 279.4138 | 0 | 0 | 7547.5041 | 0.037021 | 10 | Commercial_2027_SC B_GWh_Before Competition Groups_10 | LED street light fixture | 3.702% | 0 | 279.4138 | Commercial_2027_SC B_GWh_Before Competition Groups_LED street light fixture
Commercial | Com ¦ Data Center Storage/Server Virtualization | 2027 | SC B | GWh | Before Competition Groups | 198.9235 | 0 | 0 | 7547.5041 | 0.026356 | 11 | Commercial_2027_SC B_GWh_Before Competition Groups_11 | Data Center Storage/Server Virtualization | 2.636% | 0 | 198.9235 | Commercial_2027_SC B_GWh_Before Competition Groups_Data Center Storage/Server Virtualization
Commercial | Com ¦ Strip Curtains | 2027 | SC B | GWh | Before Competition Groups | 167.5681 | 0 | 0 | 7547.5041 | 0.022202 | 12 | Commercial_2027_SC B_GWh_Before Competition Groups_12 | Strip Curtains | 2.22% | 0 | 167.5681 | Commercial_2027_SC B_GWh_Before Competition Groups_Strip Curtains
Commercial | Com ¦ Demand Control Ventilation | 2027 | SC B | GWh | Before Competition Groups | 158.9782 | 0 | 0 | 7547.5041 | 0.021064 | 13 | Commercial_2027_SC B_GWh_Before Competition Groups_13 | Demand Control Ventilation | 2.106% | 0 | 158.9782 | Commercial_2027_SC B_GWh_Before Competition Groups_Demand Control Ventilation
Commercial | Com ¦ Reach-in Shaded Pole to ECM/PSC Evaporator Fan Motor | 2027 | SC B | GWh | Before Competition Groups | 155.1376 | 0 | 0 | 7547.5041 | 0.020555 | 14 | Commercial_2027_SC B_GWh_Before Competition Groups_14 | Reach-in Shaded Pole to ECM/PSC Evaporator Fan Motor | 2.055% | 0 | 155.1376 | Commercial_2027_SC B_GWh_Before Competition Groups_Reach-in Shaded Pole to ECM/PSC Evaporator Fan Motor
Commercial | Com ¦ Variable Frequency Drive (VFD) | 2027 | SC B | GWh | Before Competition Groups | 142.3531 | 0 | 0 | 7547.5041 | 0.018861 | 15 | Commercial_2027_SC B_GWh_Before Competition Groups_15 | Variable Frequency Drive (VFD) | 1.886% | 0 | 142.3531 | Commercial_2027_SC B_GWh_Before Competition Groups_Variable Frequency Drive (VFD)
Commercial | Com ¦ High Efficiency Air Source Heat Pump | 2027 | SC B | GWh | Before Competition Groups | 140.1199 | 0 | 0 | 7547.5041 | 0.018565 | 16 | Commercial_2027_SC B_GWh_Before Competition Groups_16 | High Efficiency Air Source Heat Pump | 1.857% | 0 | 140.1199 | Commercial_2027_SC B_GWh_Before Competition Groups_High Efficiency Air Source Heat Pump
Commercial | Com ¦ Refrigerated Display Case Doors | 2027 | SC B | GWh | Before Competition Groups | 137.1603 | 0 | 0 | 7547.5041 | 0.018173 | 17 | Commercial_2027_SC B_GWh_Before Competition Groups_17 | Refrigerated Display Case Doors | 1.817% | 0 | 137.1603 | Commercial_2027_SC B_GWh_Before Competition Groups_Refrigerated Display Case Doors
Commercial | Com ¦ VFD on Pumps | 2027 | SC B | GWh | Before Competition Groups | 133.0155 | 0 | 0 | 7547.5041 | 0.017624 | 18 | Commercial_2027_SC B_GWh_Before Competition Groups_18 | VFD on Pumps | 1.762% | 0 | 133.0155 | Commercial_2027_SC B_GWh_Before Competition Groups_VFD on Pumps
Commercial | Com ¦ LED or Equivalent Sign Lighting | 2027 | SC B | GWh | Before Competition Groups | 125.3669 | 0 | 0 | 7547.5041 | 0.01661 | 19 | Commercial_2027_SC B_GWh_Before Competition Groups_19 | LED or Equivalent Sign Lighting | 1.661% | 0 | 125.3669 | Commercial_2027_SC B_GWh_Before Competition Groups_LED or Equivalent Sign Lighting
Commercial | Com ¦ Centrally controlled desktop PC/NETWORK PC POWER MANAGEMENT SOFTWARE | 2027 | SC B | GWh | Before Competition Groups | 116.973 | 0 | 0 | 7547.5041 | 0.015498 | 20 | Commercial_2027_SC B_GWh_Before Competition Groups_20 | Centrally controlled desktop PC/NETWORK PC POWER MANAGEMENT SOFTWARE | 1.55% | 0 | 116.973 | Commercial_2027_SC B_GWh_Before Competition Groups_Centrally controlled desktop PC/NETWORK PC POWER MANAGEMENT SOFTWARE
Commercial | Com ¦ Air Handler with Dedicated Outdoor Air Systems | 2027 | SC B | GWh | Before Competition Groups | 107.5481 | 0 | 0 | 7547.5041 | 0.014249 | 21 | Commercial_2027_SC B_GWh_Before Competition Groups_21 | Air Handler with Dedicated Outdoor Air Systems | 1.425% | 0 | 107.5481 | Commercial_2027_SC B_GWh_Before Competition Groups_Air Handler with Dedicated Outdoor Air Systems
Commercial | Com ¦ Advanced BAS/Controllers | 2027 | SC B | GWh | Before Competition Groups | 97.4112 | 0 | 0 | 7547.5041 | 0.012906 | 22 | Commercial_2027_SC B_GWh_Before Competition Groups_22 | Advanced BAS/Controllers | 1.291% | 0 | 97.4112 | Commercial_2027_SC B_GWh_Before Competition Groups_Advanced BAS/Controllers
Commercial | Com ¦ Adaptive Thermostats | 2027 | SC B | GWh | Before Competition Groups | 95.4737 | 0 | 0 | 7547.5041 | 0.01265 | 23 | Commercial_2027_SC B_GWh_Before Competition Groups_23 | Adaptive Thermostats | 1.265% | 0 | 95.4737 | Commercial_2027_SC B_GWh_Before Competition Groups_Adaptive Thermostats
Commercial | Com ¦ ENERGY STAR LED LAMPS (General Service Lamps) | 2027 | SC B | GWh | Before Competition Groups | 95.1212 | 0 | 0 | 7547.5041 | 0.012603 | 24 | Commercial_2027_SC B_GWh_Before Competition Groups_24 | ENERGY STAR LED LAMPS (General Service Lamps) | 1.26% | 0 | 95.1212 | Commercial_2027_SC B_GWh_Before Competition Groups_ENERGY STAR LED LAMPS (General Service Lamps)
Commercial | Com ¦ ECM MOTORS FOR EVAPORATOR FANS for refrigeration (WALK-IN) | 2027 | SC B | GWh | Before Competition Groups | 66.6767 | 0 | 0 | 7547.5041 | 0.0088343 | 25 | Commercial_2027_SC B_GWh_Before Competition Groups_25 | ECM MOTORS FOR EVAPORATOR FANS for refrigeration (WALK-IN) | 0.8834% | 0 | 66.6767 | Commercial_2027_SC B_GWh_Before Competition Groups_ECM MOTORS FOR EVAPORATOR FANS for refrigeration (WALK-IN)
Commercial | Com ¦ Condensing Unit Heaters or other Efficient Unit Heating System | 2027 | SC B | GWh | Before Competition Groups | 64.3556 | 0 | 0 | 7547.5041 | 0.0085267 | 26 | Commercial_2027_SC B_GWh_Before Competition Groups_26 | Condensing Unit Heaters or other Efficient Unit Heating System | 0.8527% | 0 | 64.3556 | Commercial_2027_SC B_GWh_Before Competition Groups_Condensing Unit Heaters or other Efficient Unit Heating System
Commercial | Com ¦ Freezer Case Light Sensor | 2027 | SC B | GWh | Before Competition Groups | 54.7817 | 0 | 0 | 7547.5041 | 0.0072582 | 27 | Commercial_2027_SC B_GWh_Before Competition Groups_27 | Freezer Case Light Sensor | 0.7258% | 0 | 54.7817 | Commercial_2027_SC B_GWh_Before Competition Groups_Freezer Case Light Sensor
Commercial | Com ¦ Unitary Air-Conditioning Unit | 2027 | SC B | GWh | Before Competition Groups | 53.7282 | 0 | 0 | 7547.5041 | 0.0071187 | 28 | Commercial_2027_SC B_GWh_Before Competition Groups_28 | Unitary Air-Conditioning Unit | 0.7119% | 0 | 53.7282 | Commercial_2027_SC B_GWh_Before Competition Groups_Unitary Air-Conditioning Unit
Commercial | Com ¦ Evaporator Fan Controls | 2027 | SC B | GWh | Before Competition Groups | 53.4388 | 0 | 0 | 7547.5041 | 0.0070803 | 29 | Commercial_2027_SC B_GWh_Before Competition Groups_29 | Evaporator Fan Controls | 0.708% | 0 | 53.4388 | Commercial_2027_SC B_GWh_Before Competition Groups_Evaporator Fan Controls
Commercial | Com ¦ Demand Control Kitchen Ventilation | 2027 | SC B | GWh | Before Competition Groups | 49.6212 | 0 | 0 | 7547.5041 | 0.0065745 | 30 | Commercial_2027_SC B_GWh_Before Competition Groups_30 | Demand Control Kitchen Ventilation | 0.6575% | 0 | 49.6212 | Commercial_2027_SC B_GWh_Before Competition Groups_Demand Control Kitchen Ventilation
Commercial | Com ¦ Door Gasket Freezer/Refrigerator | 2027 | SC B | GWh | Before Competition Groups | 47.458 | 0 | 0 | 7547.5041 | 0.0062879 | 31 | Commercial_2027_SC B_GWh_Before Competition Groups_31 | Door Gasket Freezer/Refrigerator | 0.6288% | 0 | 47.458 | Commercial_2027_SC B_GWh_Before Competition Groups_Door Gasket Freezer/Refrigerator
Commercial | Com ¦ Refrigerated Display Case LED | 2027 | SC B | GWh | Before Competition Groups | 44.2302 | 0 | 0 | 7547.5041 | 0.0058602 | 32 | Commercial_2027_SC B_GWh_Before Competition Groups_32 | Refrigerated Display Case LED | 0.586% | 0 | 44.2302 | Commercial_2027_SC B_GWh_Before Competition Groups_Refrigerated Display Case LED
Commercial | Com ¦ BEVERAGE VENDING MACHINE CONTROLS | 2027 | SC B | GWh | Before Competition Groups | 20.4649 | 0 | 0 | 7547.5041 | 0.0027115 | 33 | Commercial_2027_SC B_GWh_Before Competition Groups_33 | BEVERAGE VENDING MACHINE CONTROLS | 0.2711% | 0 | 20.4649 | Commercial_2027_SC B_GWh_Before Competition Groups_BEVERAGE VENDING MACHINE CONTROLS
Commercial | Com ¦ Temperature Adjustment in Commercial Freezers | 2027 | SC B | GWh | Before Competition Groups | 20.4504 | 0 | 0 | 7547.5041 | 0.0027096 | 34 | Commercial_2027_SC B_GWh_Before Competition Groups_34 | Temperature Adjustment in Commercial Freezers | 0.271% | 0 | 20.4504 | Commercial_2027_SC B_GWh_Before Competition Groups_Temperature Adjustment in Commercial Freezers
Commercial | Com ¦ Elec Storage WH 2.30 Et | 2027 | SC B | GWh | Before Competition Groups | 19.5491 | 0 | 0 | 7547.5041 | 0.0025901 | 35 | Commercial_2027_SC B_GWh_Before Competition Groups_35 | Elec Storage WH 2.30 Et | 0.259% | 0 | 19.5491 | Commercial_2027_SC B_GWh_Before Competition Groups_Elec Storage WH 2.30 Et
Commercial | Com ¦ ENERGY STAR Griddle (74% eff) | 2027 | SC B | GWh | Before Competition Groups | 18.0176 | 0 | 0 | 7547.5041 | 0.0023872 | 36 | Commercial_2027_SC B_GWh_Before Competition Groups_36 | ENERGY STAR Griddle (74% eff) | 0.2387% | 0 | 18.0176 | Commercial_2027_SC B_GWh_Before Competition Groups_ENERGY STAR Griddle (74% eff)
Commercial | Com ¦ CO Sensors for parking garage exhaust fans | 2027 | SC B | GWh | Before Competition Groups | 17.7587 | 0 | 0 | 7547.5041 | 0.0023529 | 37 | Commercial_2027_SC B_GWh_Before Competition Groups_37 | CO Sensors for parking garage exhaust fans | 0.2353% | 0 | 17.7587 | Commercial_2027_SC B_GWh_Before Competition Groups_CO Sensors for parking garage exhaust fans
Commercial | Com ¦ Energy Efficient Laboratory Fume Hood | 2027 | SC B | GWh | Before Competition Groups | 17.7039 | 0 | 0 | 7547.5041 | 0.0023457 | 38 | Commercial_2027_SC B_GWh_Before Competition Groups_38 | Energy Efficient Laboratory Fume Hood | 0.2346% | 0 | 17.7039 | Commercial_2027_SC B_GWh_Before Competition Groups_Energy Efficient Laboratory Fume Hood
Commercial | Com ¦ Chilled Water Optimization | 2027 | SC B | GWh | Before Competition Groups | 15.8672 | 0 | 0 | 7547.5041 | 0.0021023 | 39 | Commercial_2027_SC B_GWh_Before Competition Groups_39 | Chilled Water Optimization | 0.2102% | 0 | 15.8672 | Commercial_2027_SC B_GWh_Before Competition Groups_Chilled Water Optimization
Commercial | Com ¦ Vertical Night Covers | 2027 | SC B | GWh | Before Competition Groups | 15.8515 | 0 | 0 | 7547.5041 | 0.0021002 | 40 | Commercial_2027_SC B_GWh_Before Competition Groups_40 | Vertical Night Covers | 0.21% | 0 | 15.8515 | Commercial_2027_SC B_GWh_Before Competition Groups_Vertical Night Covers
Commercial | Com ¦ Occupancy Sensors | 2027 | SC B | GWh | Before Competition Groups | 15.6801 | 0 | 0 | 7547.5041 | 0.0020775 | 41 | Commercial_2027_SC B_GWh_Before Competition Groups_41 | Occupancy Sensors | 0.2078% | 0 | 15.6801 | Commercial_2027_SC B_GWh_Before Competition Groups_Occupancy Sensors
Commercial | Com ¦ Duct Insulation, R8 | 2027 | SC B | GWh | Before Competition Groups | 14.3023 | 0 | 0 | 7547.5041 | 0.001895 | 42 | Commercial_2027_SC B_GWh_Before Competition Groups_42 | Duct Insulation, R8 | 0.1895% | 0 | 14.3023 | Commercial_2027_SC B_GWh_Before Competition Groups_Duct Insulation, R8
Commercial | Com ¦ Water Heating (DHW) Pipe Insulation (Add 3/4\ Foam)" | 2027 | SC B | GWh | Before Competition Groups | 13.7 | 0 | 0 | 7547.5041 | 0.0018152 | 43 | Commercial_2027_SC B_GWh_Before Competition Groups_43 | Water Heating (DHW) Pipe Insulation (Add 3/4\ Foam)" | 0.1815% | 0 | 13.7 | Commercial_2027_SC B_GWh_Before Competition Groups_Water Heating (DHW) Pipe Insulation (Add 3/4\ Foam)"
Commercial | Com ¦ Outside Air Economizer | 2027 | SC B | GWh | Before Competition Groups | 11.9013 | 0 | 0 | 7547.5041 | 0.0015769 | 44 | Commercial_2027_SC B_GWh_Before Competition Groups_44 | Outside Air Economizer | 0.1577% | 0 | 11.9013 | Commercial_2027_SC B_GWh_Before Competition Groups_Outside Air Economizer
Commercial | Com ¦ Water Source Heat Pump (4 ton) | 2027 | SC B | GWh | Before Competition Groups | 9.8344 | 0 | 0 | 7547.5041 | 0.001303 | 45 | Commercial_2027_SC B_GWh_Before Competition Groups_45 | Water Source Heat Pump (4 ton) | 0.1303% | 0 | 9.8344 | Commercial_2027_SC B_GWh_Before Competition Groups_Water Source Heat Pump (4 ton)
Commercial | Com ¦ Suction Pipe Insulation Freezer/Refrigerator | 2027 | SC B | GWh | Before Competition Groups | 8.6747 | 0 | 0 | 7547.5041 | 0.0011493 | 46 | Commercial_2027_SC B_GWh_Before Competition Groups_46 | Suction Pipe Insulation Freezer/Refrigerator | 0.1149% | 0 | 8.6747 | Commercial_2027_SC B_GWh_Before Competition Groups_Suction Pipe Insulation Freezer/Refrigerator
Commercial | Com ¦ ENERGY STAR Fryer (84% eff) | 2027 | SC B | GWh | Before Competition Groups | 6.5259 | 0 | 0 | 7547.5041 | 0.00086464 | 47 | Commercial_2027_SC B_GWh_Before Competition Groups_47 | ENERGY STAR Fryer (84% eff) | 0.08646% | 0 | 6.5259 | Commercial_2027_SC B_GWh_Before Competition Groups_ENERGY STAR Fryer (84% eff)
Commercial | Com ¦ Ozone Laundry Treatment | 2027 | SC B | GWh | Before Competition Groups | 4.0478 | 0 | 0 | 7547.5041 | 0.0005363 | 48 | Commercial_2027_SC B_GWh_Before Competition Groups_48 | Ozone Laundry Treatment | 0.05363% | 0 | 4.0478 | Commercial_2027_SC B_GWh_Before Competition Groups_Ozone Laundry Treatment
Commercial | Com ¦ ENERGY STAR Dishwasher | 2027 | SC B | GWh | Before Competition Groups | 3.618 | 0 | 0 | 7547.5041 | 0.00047937 | 49 | Commercial_2027_SC B_GWh_Before Competition Groups_49 | ENERGY STAR Dishwasher | 0.04794% | 0 | 3.618 | Commercial_2027_SC B_GWh_Before Competition Groups_ENERGY STAR Dishwasher
Commercial | Com ¦ ENERGY STAR Steam Cookers | 2027 | SC B | GWh | Before Competition Groups | 3.1165 | 0 | 0 | 7547.5041 | 0.00041292 | 50 | Commercial_2027_SC B_GWh_Before Competition Groups_50 | ENERGY STAR Steam Cookers | 0.04129% | 0 | 3.1165 | Commercial_2027_SC B_GWh_Before Competition Groups_ENERGY STAR Steam Cookers
Commercial | Com ¦ Demand controlled Circulating Systems | 2027 | SC B | GWh | Before Competition Groups | 2.9755 | 0 | 0 | 7547.5041 | 0.00039423 | 51 | Commercial_2027_SC B_GWh_Before Competition Groups_51 | Demand controlled Circulating Systems | 0.03942% | 0 | 2.9755 | Commercial_2027_SC B_GWh_Before Competition Groups_Demand controlled Circulating Systems
Commercial | Com ¦ Condensing Make Up Air Unit | 2027 | SC B | GWh | Before Competition Groups | 2.5797 | 0 | 0 | 7547.5041 | 0.00034179 | 52 | Commercial_2027_SC B_GWh_Before Competition Groups_52 | Condensing Make Up Air Unit | 0.03418% | 0 | 2.5797 | Commercial_2027_SC B_GWh_Before Competition Groups_Condensing Make Up Air Unit
Commercial | Com ¦ Thermostat Setback | 2027 | SC B | GWh | Before Competition Groups | 1.9703 | 0 | 0 | 7547.5041 | 0.00026105 | 53 | Commercial_2027_SC B_GWh_Before Competition Groups_53 | Thermostat Setback | 0.02611% | 0 | 1.9703 | Commercial_2027_SC B_GWh_Before Competition Groups_Thermostat Setback
Commercial | Com ¦ ECM MOTORS FOR HVAC APPLICATION (FAN-POWERED VAV BOX) | 2027 | SC B | GWh | Before Competition Groups | 1.758 | 0 | 0 | 7547.5041 | 0.00023292 | 54 | Commercial_2027_SC B_GWh_Before Competition Groups_54 | ECM MOTORS FOR HVAC APPLICATION (FAN-POWERED VAV BOX) | 0.02329% | 0 | 1.758 | Commercial_2027_SC B_GWh_Before Competition Groups_ECM MOTORS FOR HVAC APPLICATION (FAN-POWERED VAV BOX)
Commercial | Com ¦ Notched V belts for HVAC Systems | 2027 | SC B | GWh | Before Competition Groups | 0.82536 | 0 | 0 | 7547.5041 | 0.00010936 | 55 | Commercial_2027_SC B_GWh_Before Competition Groups_55 | Notched V belts for HVAC Systems | 0.01094% | 0 | 0.82536 | Commercial_2027_SC B_GWh_Before Competition Groups_Notched V belts for HVAC Systems
Commercial | Com ¦ Auto Off Time Switch or Time Clock control | 2027 | SC B | GWh | Before Competition Groups | 0.79899 | 0 | 0 | 7547.5041 | 0.00010586 | 56 | Commercial_2027_SC B_GWh_Before Competition Groups_56 | Auto Off Time Switch or Time Clock control | 0.01059% | 0 | 0.79899 | Commercial_2027_SC B_GWh_Before Competition Groups_Auto Off Time Switch or Time Clock control
Commercial | Com ¦ CEE Tier 2/Energy Star Clothes Washers | 2027 | SC B | GWh | Before Competition Groups | 0.78572 | 0 | 0 | 7547.5041 | 0.0001041 | 57 | Commercial_2027_SC B_GWh_Before Competition Groups_57 | CEE Tier 2/Energy Star Clothes Washers | 0.01041% | 0 | 0.78572 | Commercial_2027_SC B_GWh_Before Competition Groups_CEE Tier 2/Energy Star Clothes Washers
Commercial | Com ¦ Solar Water Preheat (Pools/DHW) | 2027 | SC B | GWh | Before Competition Groups | 0.73267 | 0 | 0 | 7547.5041 | 9.7074e-05 | 58 | Commercial_2027_SC B_GWh_Before Competition Groups_58 | Solar Water Preheat (Pools/DHW) | 0.009707% | 0 | 0.73267 | Commercial_2027_SC B_GWh_Before Competition Groups_Solar Water Preheat (Pools/DHW)
Commercial | Com ¦ PTAC (12 EER/10,000 BTU) | 2027 | SC B | GWh | Before Competition Groups | 0.55741 | 0 | 0 | 7547.5041 | 7.3853e-05 | 59 | Commercial_2027_SC B_GWh_Before Competition Groups_59 | PTAC (12 EER/10,000 BTU) | 0.007385% | 0 | 0.55741 | Commercial_2027_SC B_GWh_Before Competition Groups_PTAC (12 EER/10,000 BTU)
Commercial | Com ¦ Low Flow Pre-Rinse Spray Nozzle | 2027 | SC B | GWh | Before Competition Groups | 0.45597 | 0 | 0 | 7547.5041 | 6.0413e-05 | 60 | Commercial_2027_SC B_GWh_Before Competition Groups_60 | Low Flow Pre-Rinse Spray Nozzle | 0.006041% | 0 | 0.45597 | Commercial_2027_SC B_GWh_Before Competition Groups_Low Flow Pre-Rinse Spray Nozzle
Commercial | COM ¦ Ductless Mini-Split Heat Pumps | 2027 | SC B | GWh | Before Competition Groups | 0.45414 | 0 | 0 | 7547.5041 | 6.0171e-05 | 61 | Commercial_2027_SC B_GWh_Before Competition Groups_61 | Ductless Mini-Split Heat Pumps | 0.006017% | 0 | 0.45414 | Commercial_2027_SC B_GWh_Before Competition Groups_Ductless Mini-Split Heat Pumps
Commercial | Com ¦ HVAC Optimization | 2027 | SC B | GWh | Before Competition Groups | 0.2333 | 0 | 0 | 7547.5041 | 3.0911e-05 | 62 | Commercial_2027_SC B_GWh_Before Competition Groups_62 | HVAC Optimization | 0.003091% | 0 | 0.2333 | Commercial_2027_SC B_GWh_Before Competition Groups_HVAC Optimization
Commercial | Com ¦ Commercial Hot Food Holding Cabinets | 2027 | SC B | GWh | Before Competition Groups | 0.20908 | 0 | 0 | 7547.5041 | 2.7701e-05 | 63 | Commercial_2027_SC B_GWh_Before Competition Groups_63 | Commercial Hot Food Holding Cabinets | 0.00277% | 0 | 0.20908 | Commercial_2027_SC B_GWh_Before Competition Groups_Commercial Hot Food Holding Cabinets
Commercial | Com ¦ High Efficiency Small Instantaneous Water Heater | 2027 | SC B | GWh | Before Competition Groups | 0.19108 | 0 | 0 | 7547.5041 | 2.5318e-05 | 64 | Commercial_2027_SC B_GWh_Before Competition Groups_64 | High Efficiency Small Instantaneous Water Heater | 0.002532% | 0 | 0.19108 | Commercial_2027_SC B_GWh_Before Competition Groups_High Efficiency Small Instantaneous Water Heater
Commercial | Com ¦ Wall Insulation | 2027 | SC B | GWh | Before Competition Groups | 0.12999 | 0 | 0 | 7547.5041 | 1.7223e-05 | 65 | Commercial_2027_SC B_GWh_Before Competition Groups_65 | Wall Insulation | 0.001722% | 0 | 0.12999 | Commercial_2027_SC B_GWh_Before Competition Groups_Wall Insulation
Commercial | Com ¦ Energy Recovery Ventilation and Ventilation (Enhanced) | 2027 | SC B | GWh | Before Competition Groups | 0.12737 | 0 | 0 | 7547.5041 | 1.6876e-05 | 66 | Commercial_2027_SC B_GWh_Before Competition Groups_66 | Energy Recovery Ventilation and Ventilation (Enhanced) | 0.001688% | 0 | 0.12737 | Commercial_2027_SC B_GWh_Before Competition Groups_Energy Recovery Ventilation and Ventilation (Enhanced)
Commercial | Com ¦ LED RECESSED DOWNLIGHTS | 2027 | SC B | GWh | Before Competition Groups | 0.048444 | 0 | 0 | 7547.5041 | 6.4185e-06 | 67 | Commercial_2027_SC B_GWh_Before Competition Groups_67 | LED RECESSED DOWNLIGHTS | 0.0006418% | 0 | 0.048444 | Commercial_2027_SC B_GWh_Before Competition Groups_LED RECESSED DOWNLIGHTS
Commercial | Com ¦ Air Curtains | 2027 | SC B | GWh | Before Competition Groups | 0.034756 | 0 | 0 | 7547.5041 | 4.605e-06 | 68 | Commercial_2027_SC B_GWh_Before Competition Groups_68 | Air Curtains | 0.0004605% | 0 | 0.034756 | Commercial_2027_SC B_GWh_Before Competition Groups_Air Curtains
Commercial | Com ¦ Room AC (w/ louvered sides) 14 SEER from 12 SEER code | 2027 | SC B | GWh | Before Competition Groups | 0.033553 | 0 | 0 | 7547.5041 | 4.4456e-06 | 69 | Commercial_2027_SC B_GWh_Before Competition Groups_69 | Room AC (w/ louvered sides) 14 SEER from 12 SEER code | 0.0004446% | 0 | 0.033553 | Commercial_2027_SC B_GWh_Before Competition Groups_Room AC (w/ louvered sides) 14 SEER from 12 SEER code
Commercial | Com ¦ High Efficiency Chiller (avg of water and air cooled) | 2027 | SC B | GWh | Before Competition Groups | 0.027975 | 0 | 0 | 7547.5041 | 3.7066e-06 | 70 | Commercial_2027_SC B_GWh_Before Competition Groups_70 | High Efficiency Chiller (avg of water and air cooled) | 0.0003707% | 0 | 0.027975 | Commercial_2027_SC B_GWh_Before Competition Groups_High Efficiency Chiller (avg of water and air cooled)
Commercial | Com ¦ VSD Air Compressor | 2027 | SC B | GWh | Before Competition Groups | 0.021942 | 0 | 0 | 7547.5041 | 2.9072e-06 | 71 | Commercial_2027_SC B_GWh_Before Competition Groups_71 | VSD Air Compressor | 0.0002907% | 0 | 0.021942 | Commercial_2027_SC B_GWh_Before Competition Groups_VSD Air Compressor
Commercial | Com ¦ EC Plug Fan for Data Center (under cabinet) | 2027 | SC B | GWh | Before Competition Groups | 0.017499 | 0 | 0 | 7547.5041 | 2.3186e-06 | 72 | Commercial_2027_SC B_GWh_Before Competition Groups_72 | EC Plug Fan for Data Center (under cabinet) | 0.0002319% | 0 | 0.017499 | Commercial_2027_SC B_GWh_Before Competition Groups_EC Plug Fan for Data Center (under cabinet)
Commercial | Com ¦ Electric Convection Combination Ovens | 2027 | SC B | GWh | Before Competition Groups | 0.0021312 | 0 | 0 | 7547.5041 | 2.8237e-07 | 73 | Commercial_2027_SC B_GWh_Before Competition Groups_73 | Electric Convection Combination Ovens | 2.824e-05% | 0 | 0.0021312 | Commercial_2027_SC B_GWh_Before Competition Groups_Electric Convection Combination Ovens
Commercial | Com ¦ LLLC - Low Impact Application | 2027 | SC B | GWh | Before Competition Groups | 2.5881e-18 | 0 | 0 | 7547.5041 | 3.4291e-22 | 74 | Commercial_2027_SC B_GWh_Before Competition Groups_74 | LLLC - Low Impact Application | 3.429e-20% | 0 | 2.5881e-18 | Commercial_2027_SC B_GWh_Before Competition Groups_LLLC - Low Impact Application
Commercial | Com ¦ LLLC - High Impact Application | 2027 | SC B | GWh | Before Competition Groups | 9.205e-19 | 0 | 0 | 7547.5041 | 1.2196e-22 | 75 | Commercial_2027_SC B_GWh_Before Competition Groups_75 | LLLC - High Impact Application | 1.22e-20% | 0 | 9.205e-19 | Commercial_2027_SC B_GWh_Before Competition Groups_LLLC - High Impact Application
Commercial | Com ¦ Networked/Connected - High Impact Application | 2027 | SC B | GWh | Before Competition Groups | 1.0968e-20 | 0 | 0 | 7547.5041 | 1.4532e-24 | 76 | Commercial_2027_SC B_GWh_Before Competition Groups_76 | Networked/Connected - High Impact Application | 1.453e-22% | 0 | 1.0968e-20 | Commercial_2027_SC B_GWh_Before Competition Groups_Networked/Connected - High Impact Application
Commercial | Com ¦ Networked/Connected - Low Impact Application | 2027 | SC B | GWh | Before Competition Groups | 5.8954e-21 | 0 | 0 | 7547.5041 | 7.8111e-25 | 77 | Commercial_2027_SC B_GWh_Before Competition Groups_77 | Networked/Connected - Low Impact Application | 7.811e-23% | 0 | 5.8954e-21 | Commercial_2027_SC B_GWh_Before Competition Groups_Networked/Connected - Low Impact Application
Commercial | Com ¦ Efficient compressor motor | 2027 | SC B | GWh | Before Competition Groups | 0 | 0 | 0 | 7547.5041 | 0 | 78 | Commercial_2027_SC B_GWh_Before Competition Groups_78 | Efficient compressor motor | 0% | 0 | 0 | Commercial_2027_SC B_GWh_Before Competition Groups_Efficient compressor motor
Commercial | Com ¦ Indoor Daylight Sensors/Photocell Dimming Control | 2027 | SC B | GWh | Before Competition Groups | 0 | 0 | 0 | 7547.5041 | 0 | 79 | Commercial_2027_SC B_GWh_Before Competition Groups_79 | Indoor Daylight Sensors/Photocell Dimming Control | 0% | 0 | 0 | Commercial_2027_SC B_GWh_Before Competition Groups_Indoor Daylight Sensors/Photocell Dimming Control
Commercial | Com ¦ Variable Refrigerant Flow Heat Pump | 2027 | SC B | GWh | Before Competition Groups | 0 | 0 | 0 | 7547.5041 | 0 | 80 | Commercial_2027_SC B_GWh_Before Competition Groups_80 | Variable Refrigerant Flow Heat Pump | 0% | 0 | 0 | Commercial_2027_SC B_GWh_Before Competition Groups_Variable Refrigerant Flow Heat Pump
Commercial | Com ¦ ENERGY STAR LED LAMPS (REFLECTOR LAMPs/MR16/PAR 16) | 2027 | SC C | GWh | Before Competition Groups | 751.6952 | 0 | 0 | 5826.4427 | 0.12901 | 1 | Commercial_2027_SC C_GWh_Before Competition Groups_1 | ENERGY STAR LED LAMPS (REFLECTOR LAMPs/MR16/PAR 16) | 12.9% | 0 | 751.6952 | Commercial_2027_SC C_GWh_Before Competition Groups_ENERGY STAR LED LAMPS (REFLECTOR LAMPs/MR16/PAR 16)
Commercial | Com ¦ LED Low/High Bay | 2027 | SC C | GWh | Before Competition Groups | 655.2689 | 0 | 0 | 5826.4427 | 0.11246 | 2 | Commercial_2027_SC C_GWh_Before Competition Groups_2 | LED Low/High Bay | 11.25% | 0 | 655.2689 | Commercial_2027_SC C_GWh_Before Competition Groups_LED Low/High Bay
Commercial | Com ¦ LED Troffer/Surface/Suspended | 2027 | SC C | GWh | Before Competition Groups | 636.1479 | 0 | 0 | 5826.4427 | 0.10918 | 3 | Commercial_2027_SC C_GWh_Before Competition Groups_3 | LED Troffer/Surface/Suspended | 10.92% | 0 | 636.1479 | Commercial_2027_SC C_GWh_Before Competition Groups_LED Troffer/Surface/Suspended
Commercial | Com ¦ LED EXTERIOR AREA LIGHTS - LED fixture (200W) | 2027 | SC C | GWh | Before Competition Groups | 474.6412 | 0 | 0 | 5826.4427 | 0.081463 | 4 | Commercial_2027_SC C_GWh_Before Competition Groups_4 | LED EXTERIOR AREA LIGHTS - LED fixture (200W) | 8.146% | 0 | 474.6412 | Commercial_2027_SC C_GWh_Before Competition Groups_LED EXTERIOR AREA LIGHTS - LED fixture (200W)
Commercial | Com ¦ LED parking lot fixture | 2027 | SC C | GWh | Before Competition Groups | 460.4673 | 0 | 0 | 5826.4427 | 0.079031 | 5 | Commercial_2027_SC C_GWh_Before Competition Groups_5 | LED parking lot fixture | 7.903% | 0 | 460.4673 | Commercial_2027_SC C_GWh_Before Competition Groups_LED parking lot fixture
Commercial | Com ¦ LED Replacement Lamp (Tube) | 2027 | SC C | GWh | Before Competition Groups | 381.4969 | 0 | 0 | 5826.4427 | 0.065477 | 6 | Commercial_2027_SC C_GWh_Before Competition Groups_6 | LED Replacement Lamp (Tube) | 6.548% | 0 | 381.4969 | Commercial_2027_SC C_GWh_Before Competition Groups_LED Replacement Lamp (Tube)
Commercial | Com ¦ LED street light fixture | 2027 | SC C | GWh | Before Competition Groups | 279.4138 | 0 | 0 | 5826.4427 | 0.047956 | 7 | Commercial_2027_SC C_GWh_Before Competition Groups_7 | LED street light fixture | 4.796% | 0 | 279.4138 | Commercial_2027_SC C_GWh_Before Competition Groups_LED street light fixture
Commercial | Com ¦ Building Recommissioning, Operations and Maintenance (O&M) Improvements | 2027 | SC C | GWh | Before Competition Groups | 278.7628 | 0 | 0 | 5826.4427 | 0.047844 | 8 | Commercial_2027_SC C_GWh_Before Competition Groups_8 | Building Recommissioning, Operations and Maintenance (O&M) Improvements | 4.784% | 0 | 278.7628 | Commercial_2027_SC C_GWh_Before Competition Groups_Building Recommissioning, Operations and Maintenance (O&M) Improvements
Commercial | Com ¦ Furnace Tune-Up | 2027 | SC C | GWh | Before Competition Groups | 183.0936 | 0 | 0 | 5826.4427 | 0.031425 | 9 | Commercial_2027_SC C_GWh_Before Competition Groups_9 | Furnace Tune-Up | 3.142% | 0 | 183.0936 | Commercial_2027_SC C_GWh_Before Competition Groups_Furnace Tune-Up
Commercial | Com ¦ Data Center Storage/Server Virtualization | 2027 | SC C | GWh | Before Competition Groups | 168.3395 | 0 | 0 | 5826.4427 | 0.028892 | 10 | Commercial_2027_SC C_GWh_Before Competition Groups_10 | Data Center Storage/Server Virtualization | 2.889% | 0 | 168.3395 | Commercial_2027_SC C_GWh_Before Competition Groups_Data Center Storage/Server Virtualization
Commercial | Com ¦ Reach-in Shaded Pole to ECM/PSC Evaporator Fan Motor | 2027 | SC C | GWh | Before Competition Groups | 141.3187 | 0 | 0 | 5826.4427 | 0.024255 | 11 | Commercial_2027_SC C_GWh_Before Competition Groups_11 | Reach-in Shaded Pole to ECM/PSC Evaporator Fan Motor | 2.425% | 0 | 141.3187 | Commercial_2027_SC C_GWh_Before Competition Groups_Reach-in Shaded Pole to ECM/PSC Evaporator Fan Motor
Commercial | Com ¦ High Efficiency Air Source Heat Pump | 2027 | SC C | GWh | Before Competition Groups | 140.1202 | 0 | 0 | 5826.4427 | 0.024049 | 12 | Commercial_2027_SC C_GWh_Before Competition Groups_12 | High Efficiency Air Source Heat Pump | 2.405% | 0 | 140.1202 | Commercial_2027_SC C_GWh_Before Competition Groups_High Efficiency Air Source Heat Pump
Commercial | Com ¦ LED or Equivalent Sign Lighting | 2027 | SC C | GWh | Before Competition Groups | 125.3669 | 0 | 0 | 5826.4427 | 0.021517 | 13 | Commercial_2027_SC C_GWh_Before Competition Groups_13 | LED or Equivalent Sign Lighting | 2.152% | 0 | 125.3669 | Commercial_2027_SC C_GWh_Before Competition Groups_LED or Equivalent Sign Lighting
Commercial | Com ¦ Refrigerated Display Case Doors | 2027 | SC C | GWh | Before Competition Groups | 104.0116 | 0 | 0 | 5826.4427 | 0.017852 | 14 | Commercial_2027_SC C_GWh_Before Competition Groups_14 | Refrigerated Display Case Doors | 1.785% | 0 | 104.0116 | Commercial_2027_SC C_GWh_Before Competition Groups_Refrigerated Display Case Doors
Commercial | Com ¦ ENERGY STAR LED LAMPS (General Service Lamps) | 2027 | SC C | GWh | Before Competition Groups | 95.1212 | 0 | 0 | 5826.4427 | 0.016326 | 15 | Commercial_2027_SC C_GWh_Before Competition Groups_15 | ENERGY STAR LED LAMPS (General Service Lamps) | 1.633% | 0 | 95.1212 | Commercial_2027_SC C_GWh_Before Competition Groups_ENERGY STAR LED LAMPS (General Service Lamps)
Commercial | Com ¦ Education and Capacity Building/Energy Behavior | 2027 | SC C | GWh | Before Competition Groups | 91.9745 | 0 | 0 | 5826.4427 | 0.015786 | 16 | Commercial_2027_SC C_GWh_Before Competition Groups_16 | Education and Capacity Building/Energy Behavior | 1.579% | 0 | 91.9745 | Commercial_2027_SC C_GWh_Before Competition Groups_Education and Capacity Building/Energy Behavior
Commercial | Com ¦ Strip Curtains | 2027 | SC C | GWh | Before Competition Groups | 90.7386 | 0 | 0 | 5826.4427 | 0.015574 | 17 | Commercial_2027_SC C_GWh_Before Competition Groups_17 | Strip Curtains | 1.557% | 0 | 90.7386 | Commercial_2027_SC C_GWh_Before Competition Groups_Strip Curtains
Commercial | Com ¦ Demand Control Ventilation | 2027 | SC C | GWh | Before Competition Groups | 71.1163 | 0 | 0 | 5826.4427 | 0.012206 | 18 | Commercial_2027_SC C_GWh_Before Competition Groups_18 | Demand Control Ventilation | 1.221% | 0 | 71.1163 | Commercial_2027_SC C_GWh_Before Competition Groups_Demand Control Ventilation
Commercial | Com ¦ Advanced BAS/Controllers | 2027 | SC C | GWh | Before Competition Groups | 67.9896 | 0 | 0 | 5826.4427 | 0.011669 | 19 | Commercial_2027_SC C_GWh_Before Competition Groups_19 | Advanced BAS/Controllers | 1.167% | 0 | 67.9896 | Commercial_2027_SC C_GWh_Before Competition Groups_Advanced BAS/Controllers
Commercial | Com ¦ Centrally controlled desktop PC/NETWORK PC POWER MANAGEMENT SOFTWARE | 2027 | SC C | GWh | Before Competition Groups | 65.0121 | 0 | 0 | 5826.4427 | 0.011158 | 20 | Commercial_2027_SC C_GWh_Before Competition Groups_20 | Centrally controlled desktop PC/NETWORK PC POWER MANAGEMENT SOFTWARE | 1.116% | 0 | 65.0121 | Commercial_2027_SC C_GWh_Before Competition Groups_Centrally controlled desktop PC/NETWORK PC POWER MANAGEMENT SOFTWARE
Commercial | Com ¦ Variable Frequency Drive (VFD) | 2027 | SC C | GWh | Before Competition Groups | 61.017 | 0 | 0 | 5826.4427 | 0.010472 | 21 | Commercial_2027_SC C_GWh_Before Competition Groups_21 | Variable Frequency Drive (VFD) | 1.047% | 0 | 61.017 | Commercial_2027_SC C_GWh_Before Competition Groups_Variable Frequency Drive (VFD)
Commercial | Com ¦ VFD on Pumps | 2027 | SC C | GWh | Before Competition Groups | 56.9741 | 0 | 0 | 5826.4427 | 0.0097785 | 22 | Commercial_2027_SC C_GWh_Before Competition Groups_22 | VFD on Pumps | 0.9779% | 0 | 56.9741 | Commercial_2027_SC C_GWh_Before Competition Groups_VFD on Pumps
Commercial | Com ¦ Adaptive Thermostats | 2027 | SC C | GWh | Before Competition Groups | 48.3758 | 0 | 0 | 5826.4427 | 0.0083028 | 23 | Commercial_2027_SC C_GWh_Before Competition Groups_23 | Adaptive Thermostats | 0.8303% | 0 | 48.3758 | Commercial_2027_SC C_GWh_Before Competition Groups_Adaptive Thermostats
Commercial | Com ¦ Unitary Air-Conditioning Unit | 2027 | SC C | GWh | Before Competition Groups | 34.635 | 0 | 0 | 5826.4427 | 0.0059445 | 24 | Commercial_2027_SC C_GWh_Before Competition Groups_24 | Unitary Air-Conditioning Unit | 0.5944% | 0 | 34.635 | Commercial_2027_SC C_GWh_Before Competition Groups_Unitary Air-Conditioning Unit
Commercial | Com ¦ Air Handler with Dedicated Outdoor Air Systems | 2027 | SC C | GWh | Before Competition Groups | 33.7963 | 0 | 0 | 5826.4427 | 0.0058005 | 25 | Commercial_2027_SC C_GWh_Before Competition Groups_25 | Air Handler with Dedicated Outdoor Air Systems | 0.5801% | 0 | 33.7963 | Commercial_2027_SC C_GWh_Before Competition Groups_Air Handler with Dedicated Outdoor Air Systems
Commercial | Com ¦ ECM MOTORS FOR EVAPORATOR FANS for refrigeration (WALK-IN) | 2027 | SC C | GWh | Before Competition Groups | 28.4326 | 0 | 0 | 5826.4427 | 0.0048799 | 26 | Commercial_2027_SC C_GWh_Before Competition Groups_26 | ECM MOTORS FOR EVAPORATOR FANS for refrigeration (WALK-IN) | 0.488% | 0 | 28.4326 | Commercial_2027_SC C_GWh_Before Competition Groups_ECM MOTORS FOR EVAPORATOR FANS for refrigeration (WALK-IN)
Commercial | Com ¦ Refrigerated Display Case LED | 2027 | SC C | GWh | Before Competition Groups | 28.3352 | 0 | 0 | 5826.4427 | 0.0048632 | 27 | Commercial_2027_SC C_GWh_Before Competition Groups_27 | Refrigerated Display Case LED | 0.4863% | 0 | 28.3352 | Commercial_2027_SC C_GWh_Before Competition Groups_Refrigerated Display Case LED
Commercial | Com ¦ Condensing Unit Heaters or other Efficient Unit Heating System | 2027 | SC C | GWh | Before Competition Groups | 27.5314 | 0 | 0 | 5826.4427 | 0.0047253 | 28 | Commercial_2027_SC C_GWh_Before Competition Groups_28 | Condensing Unit Heaters or other Efficient Unit Heating System | 0.4725% | 0 | 27.5314 | Commercial_2027_SC C_GWh_Before Competition Groups_Condensing Unit Heaters or other Efficient Unit Heating System
Commercial | Com ¦ Demand Control Kitchen Ventilation | 2027 | SC C | GWh | Before Competition Groups | 25.1881 | 0 | 0 | 5826.4427 | 0.0043231 | 29 | Commercial_2027_SC C_GWh_Before Competition Groups_29 | Demand Control Kitchen Ventilation | 0.4323% | 0 | 25.1881 | Commercial_2027_SC C_GWh_Before Competition Groups_Demand Control Kitchen Ventilation
Commercial | Com ¦ Freezer Case Light Sensor | 2027 | SC C | GWh | Before Competition Groups | 23.3346 | 0 | 0 | 5826.4427 | 0.0040049 | 30 | Commercial_2027_SC C_GWh_Before Competition Groups_30 | Freezer Case Light Sensor | 0.4005% | 0 | 23.3346 | Commercial_2027_SC C_GWh_Before Competition Groups_Freezer Case Light Sensor
Commercial | Com ¦ Evaporator Fan Controls | 2027 | SC C | GWh | Before Competition Groups | 22.7619 | 0 | 0 | 5826.4427 | 0.0039066 | 31 | Commercial_2027_SC C_GWh_Before Competition Groups_31 | Evaporator Fan Controls | 0.3907% | 0 | 22.7619 | Commercial_2027_SC C_GWh_Before Competition Groups_Evaporator Fan Controls
Commercial | Com ¦ Door Gasket Freezer/Refrigerator | 2027 | SC C | GWh | Before Competition Groups | 21.2788 | 0 | 0 | 5826.4427 | 0.0036521 | 32 | Commercial_2027_SC C_GWh_Before Competition Groups_32 | Door Gasket Freezer/Refrigerator | 0.3652% | 0 | 21.2788 | Commercial_2027_SC C_GWh_Before Competition Groups_Door Gasket Freezer/Refrigerator
Commercial | Com ¦ ENERGY STAR Griddle (74% eff) | 2027 | SC C | GWh | Before Competition Groups | 18.0176 | 0 | 0 | 5826.4427 | 0.0030924 | 33 | Commercial_2027_SC C_GWh_Before Competition Groups_33 | ENERGY STAR Griddle (74% eff) | 0.3092% | 0 | 18.0176 | Commercial_2027_SC C_GWh_Before Competition Groups_ENERGY STAR Griddle (74% eff)
Commercial | Com ¦ Chilled Water Optimization | 2027 | SC C | GWh | Before Competition Groups | 15.8677 | 0 | 0 | 5826.4427 | 0.0027234 | 34 | Commercial_2027_SC C_GWh_Before Competition Groups_34 | Chilled Water Optimization | 0.2723% | 0 | 15.8677 | Commercial_2027_SC C_GWh_Before Competition Groups_Chilled Water Optimization
Commercial | Com ¦ Occupancy Sensors | 2027 | SC C | GWh | Before Competition Groups | 15.6801 | 0 | 0 | 5826.4427 | 0.0026912 | 35 | Commercial_2027_SC C_GWh_Before Competition Groups_35 | Occupancy Sensors | 0.2691% | 0 | 15.6801 | Commercial_2027_SC C_GWh_Before Competition Groups_Occupancy Sensors
Commercial | Com ¦ Elec Storage WH 2.30 Et | 2027 | SC C | GWh | Before Competition Groups | 9.3565 | 0 | 0 | 5826.4427 | 0.0016059 | 36 | Commercial_2027_SC C_GWh_Before Competition Groups_36 | Elec Storage WH 2.30 Et | 0.1606% | 0 | 9.3565 | Commercial_2027_SC C_GWh_Before Competition Groups_Elec Storage WH 2.30 Et
Commercial | Com ¦ BEVERAGE VENDING MACHINE CONTROLS | 2027 | SC C | GWh | Before Competition Groups | 8.8555 | 0 | 0 | 5826.4427 | 0.0015199 | 37 | Commercial_2027_SC C_GWh_Before Competition Groups_37 | BEVERAGE VENDING MACHINE CONTROLS | 0.152% | 0 | 8.8555 | Commercial_2027_SC C_GWh_Before Competition Groups_BEVERAGE VENDING MACHINE CONTROLS
Commercial | Com ¦ Temperature Adjustment in Commercial Freezers | 2027 | SC C | GWh | Before Competition Groups | 8.7139 | 0 | 0 | 5826.4427 | 0.0014956 | 38 | Commercial_2027_SC C_GWh_Before Competition Groups_38 | Temperature Adjustment in Commercial Freezers | 0.1496% | 0 | 8.7139 | Commercial_2027_SC C_GWh_Before Competition Groups_Temperature Adjustment in Commercial Freezers
Commercial | Com ¦ CO Sensors for parking garage exhaust fans | 2027 | SC C | GWh | Before Competition Groups | 8.2218 | 0 | 0 | 5826.4427 | 0.0014111 | 39 | Commercial_2027_SC C_GWh_Before Competition Groups_39 | CO Sensors for parking garage exhaust fans | 0.1411% | 0 | 8.2218 | Commercial_2027_SC C_GWh_Before Competition Groups_CO Sensors for parking garage exhaust fans
Commercial | Com ¦ Energy Efficient Laboratory Fume Hood | 2027 | SC C | GWh | Before Competition Groups | 7.579 | 0 | 0 | 5826.4427 | 0.0013008 | 40 | Commercial_2027_SC C_GWh_Before Competition Groups_40 | Energy Efficient Laboratory Fume Hood | 0.1301% | 0 | 7.579 | Commercial_2027_SC C_GWh_Before Competition Groups_Energy Efficient Laboratory Fume Hood
Commercial | Com ¦ Vertical Night Covers | 2027 | SC C | GWh | Before Competition Groups | 6.7519 | 0 | 0 | 5826.4427 | 0.0011588 | 41 | Commercial_2027_SC C_GWh_Before Competition Groups_41 | Vertical Night Covers | 0.1159% | 0 | 6.7519 | Commercial_2027_SC C_GWh_Before Competition Groups_Vertical Night Covers
Commercial | Com ¦ Outside Air Economizer | 2027 | SC C | GWh | Before Competition Groups | 6.5758 | 0 | 0 | 5826.4427 | 0.0011286 | 42 | Commercial_2027_SC C_GWh_Before Competition Groups_42 | Outside Air Economizer | 0.1129% | 0 | 6.5758 | Commercial_2027_SC C_GWh_Before Competition Groups_Outside Air Economizer
Commercial | Com ¦ ENERGY STAR Fryer (84% eff) | 2027 | SC C | GWh | Before Competition Groups | 6.5259 | 0 | 0 | 5826.4427 | 0.00112 | 43 | Commercial_2027_SC C_GWh_Before Competition Groups_43 | ENERGY STAR Fryer (84% eff) | 0.112% | 0 | 6.5259 | Commercial_2027_SC C_GWh_Before Competition Groups_ENERGY STAR Fryer (84% eff)
Commercial | Com ¦ Water Source Heat Pump (4 ton) | 2027 | SC C | GWh | Before Competition Groups | 6.3437 | 0 | 0 | 5826.4427 | 0.0010888 | 44 | Commercial_2027_SC C_GWh_Before Competition Groups_44 | Water Source Heat Pump (4 ton) | 0.1089% | 0 | 6.3437 | Commercial_2027_SC C_GWh_Before Competition Groups_Water Source Heat Pump (4 ton)
Commercial | Com ¦ Duct Insulation, R8 | 2027 | SC C | GWh | Before Competition Groups | 6.1264 | 0 | 0 | 5826.4427 | 0.0010515 | 45 | Commercial_2027_SC C_GWh_Before Competition Groups_45 | Duct Insulation, R8 | 0.1051% | 0 | 6.1264 | Commercial_2027_SC C_GWh_Before Competition Groups_Duct Insulation, R8
Commercial | Com ¦ Water Heating (DHW) Pipe Insulation (Add 3/4\ Foam)" | 2027 | SC C | GWh | Before Competition Groups | 5.8466 | 0 | 0 | 5826.4427 | 0.0010035 | 46 | Commercial_2027_SC C_GWh_Before Competition Groups_46 | Water Heating (DHW) Pipe Insulation (Add 3/4\ Foam)" | 0.1003% | 0 | 5.8466 | Commercial_2027_SC C_GWh_Before Competition Groups_Water Heating (DHW) Pipe Insulation (Add 3/4\ Foam)"
Commercial | Com ¦ Suction Pipe Insulation Freezer/Refrigerator | 2027 | SC C | GWh | Before Competition Groups | 3.6972 | 0 | 0 | 5826.4427 | 0.00063455 | 47 | Commercial_2027_SC C_GWh_Before Competition Groups_47 | Suction Pipe Insulation Freezer/Refrigerator | 0.06345% | 0 | 3.6972 | Commercial_2027_SC C_GWh_Before Competition Groups_Suction Pipe Insulation Freezer/Refrigerator
Commercial | Com ¦ ENERGY STAR Dishwasher | 2027 | SC C | GWh | Before Competition Groups | 3.3522 | 0 | 0 | 5826.4427 | 0.00057535 | 48 | Commercial_2027_SC C_GWh_Before Competition Groups_48 | ENERGY STAR Dishwasher | 0.05753% | 0 | 3.3522 | Commercial_2027_SC C_GWh_Before Competition Groups_ENERGY STAR Dishwasher
Commercial | Com ¦ ENERGY STAR Steam Cookers | 2027 | SC C | GWh | Before Competition Groups | 3.1165 | 0 | 0 | 5826.4427 | 0.00053489 | 49 | Commercial_2027_SC C_GWh_Before Competition Groups_49 | ENERGY STAR Steam Cookers | 0.05349% | 0 | 3.1165 | Commercial_2027_SC C_GWh_Before Competition Groups_ENERGY STAR Steam Cookers
Commercial | Com ¦ Thermostat Setback | 2027 | SC C | GWh | Before Competition Groups | 1.9445 | 0 | 0 | 5826.4427 | 0.00033374 | 50 | Commercial_2027_SC C_GWh_Before Competition Groups_50 | Thermostat Setback | 0.03337% | 0 | 1.9445 | Commercial_2027_SC C_GWh_Before Competition Groups_Thermostat Setback
Commercial | Com ¦ Ozone Laundry Treatment | 2027 | SC C | GWh | Before Competition Groups | 1.8318 | 0 | 0 | 5826.4427 | 0.0003144 | 51 | Commercial_2027_SC C_GWh_Before Competition Groups_51 | Ozone Laundry Treatment | 0.03144% | 0 | 1.8318 | Commercial_2027_SC C_GWh_Before Competition Groups_Ozone Laundry Treatment
Commercial | Com ¦ Condensing Make Up Air Unit | 2027 | SC C | GWh | Before Competition Groups | 1.7759 | 0 | 0 | 5826.4427 | 0.00030479 | 52 | Commercial_2027_SC C_GWh_Before Competition Groups_52 | Condensing Make Up Air Unit | 0.03048% | 0 | 1.7759 | Commercial_2027_SC C_GWh_Before Competition Groups_Condensing Make Up Air Unit
Commercial | Com ¦ Demand controlled Circulating Systems | 2027 | SC C | GWh | Before Competition Groups | 1.2442 | 0 | 0 | 5826.4427 | 0.00021354 | 53 | Commercial_2027_SC C_GWh_Before Competition Groups_53 | Demand controlled Circulating Systems | 0.02135% | 0 | 1.2442 | Commercial_2027_SC C_GWh_Before Competition Groups_Demand controlled Circulating Systems
Commercial | Com ¦ ECM MOTORS FOR HVAC APPLICATION (FAN-POWERED VAV BOX) | 2027 | SC C | GWh | Before Competition Groups | 0.89625 | 0 | 0 | 5826.4427 | 0.00015382 | 54 | Commercial_2027_SC C_GWh_Before Competition Groups_54 | ECM MOTORS FOR HVAC APPLICATION (FAN-POWERED VAV BOX) | 0.01538% | 0 | 0.89625 | Commercial_2027_SC C_GWh_Before Competition Groups_ECM MOTORS FOR HVAC APPLICATION (FAN-POWERED VAV BOX)
Commercial | Com ¦ CEE Tier 2/Energy Star Clothes Washers | 2027 | SC C | GWh | Before Competition Groups | 0.66247 | 0 | 0 | 5826.4427 | 0.0001137 | 55 | Commercial_2027_SC C_GWh_Before Competition Groups_55 | CEE Tier 2/Energy Star Clothes Washers | 0.01137% | 0 | 0.66247 | Commercial_2027_SC C_GWh_Before Competition Groups_CEE Tier 2/Energy Star Clothes Washers
Commercial | Com ¦ LLLC - High Impact Application | 2027 | SC C | GWh | Before Competition Groups | 0.65414 | 0 | 0 | 5826.4427 | 0.00011227 | 56 | Commercial_2027_SC C_GWh_Before Competition Groups_56 | LLLC - High Impact Application | 0.01123% | 0 | 0.65414 | Commercial_2027_SC C_GWh_Before Competition Groups_LLLC - High Impact Application
Commercial | Com ¦ LLLC - Low Impact Application | 2027 | SC C | GWh | Before Competition Groups | 0.39755 | 0 | 0 | 5826.4427 | 6.8232e-05 | 57 | Commercial_2027_SC C_GWh_Before Competition Groups_57 | LLLC - Low Impact Application | 0.006823% | 0 | 0.39755 | Commercial_2027_SC C_GWh_Before Competition Groups_LLLC - Low Impact Application
Commercial | Com ¦ Notched V belts for HVAC Systems | 2027 | SC C | GWh | Before Competition Groups | 0.39562 | 0 | 0 | 5826.4427 | 6.7901e-05 | 58 | Commercial_2027_SC C_GWh_Before Competition Groups_58 | Notched V belts for HVAC Systems | 0.00679% | 0 | 0.39562 | Commercial_2027_SC C_GWh_Before Competition Groups_Notched V belts for HVAC Systems
Commercial | Com ¦ Auto Off Time Switch or Time Clock control | 2027 | SC C | GWh | Before Competition Groups | 0.35389 | 0 | 0 | 5826.4427 | 6.0739e-05 | 59 | Commercial_2027_SC C_GWh_Before Competition Groups_59 | Auto Off Time Switch or Time Clock control | 0.006074% | 0 | 0.35389 | Commercial_2027_SC C_GWh_Before Competition Groups_Auto Off Time Switch or Time Clock control
Commercial | Com ¦ Low Flow Pre-Rinse Spray Nozzle | 2027 | SC C | GWh | Before Competition Groups | 0.34875 | 0 | 0 | 5826.4427 | 5.9856e-05 | 60 | Commercial_2027_SC C_GWh_Before Competition Groups_60 | Low Flow Pre-Rinse Spray Nozzle | 0.005986% | 0 | 0.34875 | Commercial_2027_SC C_GWh_Before Competition Groups_Low Flow Pre-Rinse Spray Nozzle
Commercial | COM ¦ Ductless Mini-Split Heat Pumps | 2027 | SC C | GWh | Before Competition Groups | 0.32236 | 0 | 0 | 5826.4427 | 5.5327e-05 | 61 | Commercial_2027_SC C_GWh_Before Competition Groups_61 | Ductless Mini-Split Heat Pumps | 0.005533% | 0 | 0.32236 | Commercial_2027_SC C_GWh_Before Competition Groups_Ductless Mini-Split Heat Pumps
Commercial | Com ¦ Solar Water Preheat (Pools/DHW) | 2027 | SC C | GWh | Before Competition Groups | 0.29182 | 0 | 0 | 5826.4427 | 5.0085e-05 | 62 | Commercial_2027_SC C_GWh_Before Competition Groups_62 | Solar Water Preheat (Pools/DHW) | 0.005009% | 0 | 0.29182 | Commercial_2027_SC C_GWh_Before Competition Groups_Solar Water Preheat (Pools/DHW)
Commercial | Com ¦ HVAC Optimization | 2027 | SC C | GWh | Before Competition Groups | 0.2333 | 0 | 0 | 5826.4427 | 4.0042e-05 | 63 | Commercial_2027_SC C_GWh_Before Competition Groups_63 | HVAC Optimization | 0.004004% | 0 | 0.2333 | Commercial_2027_SC C_GWh_Before Competition Groups_HVAC Optimization
Commercial | Com ¦ PTAC (12 EER/10,000 BTU) | 2027 | SC C | GWh | Before Competition Groups | 0.22105 | 0 | 0 | 5826.4427 | 3.7939e-05 | 64 | Commercial_2027_SC C_GWh_Before Competition Groups_64 | PTAC (12 EER/10,000 BTU) | 0.003794% | 0 | 0.22105 | Commercial_2027_SC C_GWh_Before Competition Groups_PTAC (12 EER/10,000 BTU)
Commercial | Com ¦ Commercial Hot Food Holding Cabinets | 2027 | SC C | GWh | Before Competition Groups | 0.14332 | 0 | 0 | 5826.4427 | 2.4598e-05 | 65 | Commercial_2027_SC C_GWh_Before Competition Groups_65 | Commercial Hot Food Holding Cabinets | 0.00246% | 0 | 0.14332 | Commercial_2027_SC C_GWh_Before Competition Groups_Commercial Hot Food Holding Cabinets
Commercial | Com ¦ Air Curtains | 2027 | SC C | GWh | Before Competition Groups | 0.096352 | 0 | 0 | 5826.4427 | 1.6537e-05 | 66 | Commercial_2027_SC C_GWh_Before Competition Groups_66 | Air Curtains | 0.001654% | 0 | 0.096352 | Commercial_2027_SC C_GWh_Before Competition Groups_Air Curtains
Commercial | Com ¦ Wall Insulation | 2027 | SC C | GWh | Before Competition Groups | 0.055656 | 0 | 0 | 5826.4427 | 9.5523e-06 | 67 | Commercial_2027_SC C_GWh_Before Competition Groups_67 | Wall Insulation | 0.0009552% | 0 | 0.055656 | Commercial_2027_SC C_GWh_Before Competition Groups_Wall Insulation
Commercial | Com ¦ LED RECESSED DOWNLIGHTS | 2027 | SC C | GWh | Before Competition Groups | 0.048444 | 0 | 0 | 5826.4427 | 8.3144e-06 | 68 | Commercial_2027_SC C_GWh_Before Competition Groups_68 | LED RECESSED DOWNLIGHTS | 0.0008314% | 0 | 0.048444 | Commercial_2027_SC C_GWh_Before Competition Groups_LED RECESSED DOWNLIGHTS
Commercial | Com ¦ Energy Recovery Ventilation and Ventilation (Enhanced) | 2027 | SC C | GWh | Before Competition Groups | 0.038485 | 0 | 0 | 5826.4427 | 6.6052e-06 | 69 | Commercial_2027_SC C_GWh_Before Competition Groups_69 | Energy Recovery Ventilation and Ventilation (Enhanced) | 0.0006605% | 0 | 0.038485 | Commercial_2027_SC C_GWh_Before Competition Groups_Energy Recovery Ventilation and Ventilation (Enhanced)
Commercial | Com ¦ High Efficiency Chiller (avg of water and air cooled) | 2027 | SC C | GWh | Before Competition Groups | 0.027977 | 0 | 0 | 5826.4427 | 4.8018e-06 | 70 | Commercial_2027_SC C_GWh_Before Competition Groups_70 | High Efficiency Chiller (avg of water and air cooled) | 0.0004802% | 0 | 0.027977 | Commercial_2027_SC C_GWh_Before Competition Groups_High Efficiency Chiller (avg of water and air cooled)
Commercial | Com ¦ High Efficiency Small Instantaneous Water Heater | 2027 | SC C | GWh | Before Competition Groups | 0.025192 | 0 | 0 | 5826.4427 | 4.3237e-06 | 71 | Commercial_2027_SC C_GWh_Before Competition Groups_71 | High Efficiency Small Instantaneous Water Heater | 0.0004324% | 0 | 0.025192 | Commercial_2027_SC C_GWh_Before Competition Groups_High Efficiency Small Instantaneous Water Heater
Commercial | Com ¦ VSD Air Compressor | 2027 | SC C | GWh | Before Competition Groups | 0.018186 | 0 | 0 | 5826.4427 | 3.1213e-06 | 72 | Commercial_2027_SC C_GWh_Before Competition Groups_72 | VSD Air Compressor | 0.0003121% | 0 | 0.018186 | Commercial_2027_SC C_GWh_Before Competition Groups_VSD Air Compressor
Commercial | Com ¦ Room AC (w/ louvered sides) 14 SEER from 12 SEER code | 2027 | SC C | GWh | Before Competition Groups | 0.013469 | 0 | 0 | 5826.4427 | 2.3117e-06 | 73 | Commercial_2027_SC C_GWh_Before Competition Groups_73 | Room AC (w/ louvered sides) 14 SEER from 12 SEER code | 0.0002312% | 0 | 0.013469 | Commercial_2027_SC C_GWh_Before Competition Groups_Room AC (w/ louvered sides) 14 SEER from 12 SEER code
Commercial | Com ¦ EC Plug Fan for Data Center (under cabinet) | 2027 | SC C | GWh | Before Competition Groups | 0.011674 | 0 | 0 | 5826.4427 | 2.0036e-06 | 74 | Commercial_2027_SC C_GWh_Before Competition Groups_74 | EC Plug Fan for Data Center (under cabinet) | 0.0002004% | 0 | 0.011674 | Commercial_2027_SC C_GWh_Before Competition Groups_EC Plug Fan for Data Center (under cabinet)
Commercial | Com ¦ Networked/Connected - High Impact Application | 2027 | SC C | GWh | Before Competition Groups | 0.0021943 | 0 | 0 | 5826.4427 | 3.7661e-07 | 75 | Commercial_2027_SC C_GWh_Before Competition Groups_75 | Networked/Connected - High Impact Application | 3.766e-05% | 0 | 0.0021943 | Commercial_2027_SC C_GWh_Before Competition Groups_Networked/Connected - High Impact Application
Commercial | Com ¦ Electric Convection Combination Ovens | 2027 | SC C | GWh | Before Competition Groups | 0.001941 | 0 | 0 | 5826.4427 | 3.3313e-07 | 76 | Commercial_2027_SC C_GWh_Before Competition Groups_76 | Electric Convection Combination Ovens | 3.331e-05% | 0 | 0.001941 | Commercial_2027_SC C_GWh_Before Competition Groups_Electric Convection Combination Ovens
Commercial | Com ¦ Networked/Connected - Low Impact Application | 2027 | SC C | GWh | Before Competition Groups | 0.00010699 | 0 | 0 | 5826.4427 | 1.8363e-08 | 77 | Commercial_2027_SC C_GWh_Before Competition Groups_77 | Networked/Connected - Low Impact Application | 1.836e-06% | 0 | 0.00010699 | Commercial_2027_SC C_GWh_Before Competition Groups_Networked/Connected - Low Impact Application
Commercial | Com ¦ Efficient compressor motor | 2027 | SC C | GWh | Before Competition Groups | 0 | 0 | 0 | 5826.4427 | 0 | 78 | Commercial_2027_SC C_GWh_Before Competition Groups_78 | Efficient compressor motor | 0% | 0 | 0 | Commercial_2027_SC C_GWh_Before Competition Groups_Efficient compressor motor
Commercial | Com ¦ Indoor Daylight Sensors/Photocell Dimming Control | 2027 | SC C | GWh | Before Competition Groups | 0 | 0 | 0 | 5826.4427 | 0 | 79 | Commercial_2027_SC C_GWh_Before Competition Groups_79 | Indoor Daylight Sensors/Photocell Dimming Control | 0% | 0 | 0 | Commercial_2027_SC C_GWh_Before Competition Groups_Indoor Daylight Sensors/Photocell Dimming Control
Commercial | Com ¦ Variable Refrigerant Flow Heat Pump | 2027 | SC C | GWh | Before Competition Groups | 0 | 0 | 0 | 5826.4427 | 0 | 80 | Commercial_2027_SC C_GWh_Before Competition Groups_80 | Variable Refrigerant Flow Heat Pump | 0% | 0 | 0 | Commercial_2027_SC C_GWh_Before Competition Groups_Variable Refrigerant Flow Heat Pump
Commercial | Com ¦ ENERGY STAR LED LAMPS (REFLECTOR LAMPs/MR16/PAR 16) | 2027 | SC D | GWh | Before Competition Groups | 751.6673 | 0 | 0 | 5375.3942 | 0.13983 | 1 | Commercial_2027_SC D_GWh_Before Competition Groups_1 | ENERGY STAR LED LAMPS (REFLECTOR LAMPs/MR16/PAR 16) | 13.98% | 0 | 751.6673 | Commercial_2027_SC D_GWh_Before Competition Groups_ENERGY STAR LED LAMPS (REFLECTOR LAMPs/MR16/PAR 16)
Commercial | Com ¦ LED Low/High Bay | 2027 | SC D | GWh | Before Competition Groups | 537.8231 | 0 | 0 | 5375.3942 | 0.10005 | 2 | Commercial_2027_SC D_GWh_Before Competition Groups_2 | LED Low/High Bay | 10.01% | 0 | 537.8231 | Commercial_2027_SC D_GWh_Before Competition Groups_LED Low/High Bay
Commercial | Com ¦ LED Troffer/Surface/Suspended | 2027 | SC D | GWh | Before Competition Groups | 516.219 | 0 | 0 | 5375.3942 | 0.096034 | 3 | Commercial_2027_SC D_GWh_Before Competition Groups_3 | LED Troffer/Surface/Suspended | 9.603% | 0 | 516.219 | Commercial_2027_SC D_GWh_Before Competition Groups_LED Troffer/Surface/Suspended
Commercial | Com ¦ LED EXTERIOR AREA LIGHTS - LED fixture (200W) | 2027 | SC D | GWh | Before Competition Groups | 462.0718 | 0 | 0 | 5375.3942 | 0.085961 | 4 | Commercial_2027_SC D_GWh_Before Competition Groups_4 | LED EXTERIOR AREA LIGHTS - LED fixture (200W) | 8.596% | 0 | 462.0718 | Commercial_2027_SC D_GWh_Before Competition Groups_LED EXTERIOR AREA LIGHTS - LED fixture (200W)
Commercial | Com ¦ LED parking lot fixture | 2027 | SC D | GWh | Before Competition Groups | 460.4673 | 0 | 0 | 5375.3942 | 0.085662 | 5 | Commercial_2027_SC D_GWh_Before Competition Groups_5 | LED parking lot fixture | 8.566% | 0 | 460.4673 | Commercial_2027_SC D_GWh_Before Competition Groups_LED parking lot fixture
Commercial | Com ¦ LED Replacement Lamp (Tube) | 2027 | SC D | GWh | Before Competition Groups | 381.4969 | 0 | 0 | 5375.3942 | 0.070971 | 6 | Commercial_2027_SC D_GWh_Before Competition Groups_6 | LED Replacement Lamp (Tube) | 7.097% | 0 | 381.4969 | Commercial_2027_SC D_GWh_Before Competition Groups_LED Replacement Lamp (Tube)
Commercial | Com ¦ Building Recommissioning, Operations and Maintenance (O&M) Improvements | 2027 | SC D | GWh | Before Competition Groups | 277.5688 | 0 | 0 | 5375.3942 | 0.051637 | 7 | Commercial_2027_SC D_GWh_Before Competition Groups_7 | Building Recommissioning, Operations and Maintenance (O&M) Improvements | 5.164% | 0 | 277.5688 | Commercial_2027_SC D_GWh_Before Competition Groups_Building Recommissioning, Operations and Maintenance (O&M) Improvements
Commercial | Com ¦ LED street light fixture | 2027 | SC D | GWh | Before Competition Groups | 208.6703 | 0 | 0 | 5375.3942 | 0.03882 | 8 | Commercial_2027_SC D_GWh_Before Competition Groups_8 | LED street light fixture | 3.882% | 0 | 208.6703 | Commercial_2027_SC D_GWh_Before Competition Groups_LED street light fixture
Commercial | Com ¦ Furnace Tune-Up | 2027 | SC D | GWh | Before Competition Groups | 183.0626 | 0 | 0 | 5375.3942 | 0.034056 | 9 | Commercial_2027_SC D_GWh_Before Competition Groups_9 | Furnace Tune-Up | 3.406% | 0 | 183.0626 | Commercial_2027_SC D_GWh_Before Competition Groups_Furnace Tune-Up
Commercial | Com ¦ Data Center Storage/Server Virtualization | 2027 | SC D | GWh | Before Competition Groups | 168.3395 | 0 | 0 | 5375.3942 | 0.031317 | 10 | Commercial_2027_SC D_GWh_Before Competition Groups_10 | Data Center Storage/Server Virtualization | 3.132% | 0 | 168.3395 | Commercial_2027_SC D_GWh_Before Competition Groups_Data Center Storage/Server Virtualization
Commercial | Com ¦ Reach-in Shaded Pole to ECM/PSC Evaporator Fan Motor | 2027 | SC D | GWh | Before Competition Groups | 141.3187 | 0 | 0 | 5375.3942 | 0.02629 | 11 | Commercial_2027_SC D_GWh_Before Competition Groups_11 | Reach-in Shaded Pole to ECM/PSC Evaporator Fan Motor | 2.629% | 0 | 141.3187 | Commercial_2027_SC D_GWh_Before Competition Groups_Reach-in Shaded Pole to ECM/PSC Evaporator Fan Motor
Commercial | Com ¦ High Efficiency Air Source Heat Pump | 2027 | SC D | GWh | Before Competition Groups | 140.1202 | 0 | 0 | 5375.3942 | 0.026067 | 12 | Commercial_2027_SC D_GWh_Before Competition Groups_12 | High Efficiency Air Source Heat Pump | 2.607% | 0 | 140.1202 | Commercial_2027_SC D_GWh_Before Competition Groups_High Efficiency Air Source Heat Pump
Commercial | Com ¦ ENERGY STAR LED LAMPS (General Service Lamps) | 2027 | SC D | GWh | Before Competition Groups | 95.1137 | 0 | 0 | 5375.3942 | 0.017694 | 13 | Commercial_2027_SC D_GWh_Before Competition Groups_13 | ENERGY STAR LED LAMPS (General Service Lamps) | 1.769% | 0 | 95.1137 | Commercial_2027_SC D_GWh_Before Competition Groups_ENERGY STAR LED LAMPS (General Service Lamps)
Commercial | Com ¦ Education and Capacity Building/Energy Behavior | 2027 | SC D | GWh | Before Competition Groups | 91.9745 | 0 | 0 | 5375.3942 | 0.01711 | 14 | Commercial_2027_SC D_GWh_Before Competition Groups_14 | Education and Capacity Building/Energy Behavior | 1.711% | 0 | 91.9745 | Commercial_2027_SC D_GWh_Before Competition Groups_Education and Capacity Building/Energy Behavior
Commercial | Com ¦ Strip Curtains | 2027 | SC D | GWh | Before Competition Groups | 90.6954 | 0 | 0 | 5375.3942 | 0.016872 | 15 | Commercial_2027_SC D_GWh_Before Competition Groups_15 | Strip Curtains | 1.687% | 0 | 90.6954 | Commercial_2027_SC D_GWh_Before Competition Groups_Strip Curtains
Commercial | Com ¦ LED or Equivalent Sign Lighting | 2027 | SC D | GWh | Before Competition Groups | 81.6213 | 0 | 0 | 5375.3942 | 0.015184 | 16 | Commercial_2027_SC D_GWh_Before Competition Groups_16 | LED or Equivalent Sign Lighting | 1.518% | 0 | 81.6213 | Commercial_2027_SC D_GWh_Before Competition Groups_LED or Equivalent Sign Lighting
Commercial | Com ¦ Refrigerated Display Case Doors | 2027 | SC D | GWh | Before Competition Groups | 76.2359 | 0 | 0 | 5375.3942 | 0.014182 | 17 | Commercial_2027_SC D_GWh_Before Competition Groups_17 | Refrigerated Display Case Doors | 1.418% | 0 | 76.2359 | Commercial_2027_SC D_GWh_Before Competition Groups_Refrigerated Display Case Doors
Commercial | Com ¦ Advanced BAS/Controllers | 2027 | SC D | GWh | Before Competition Groups | 71.7398 | 0 | 0 | 5375.3942 | 0.013346 | 18 | Commercial_2027_SC D_GWh_Before Competition Groups_18 | Advanced BAS/Controllers | 1.335% | 0 | 71.7398 | Commercial_2027_SC D_GWh_Before Competition Groups_Advanced BAS/Controllers
Commercial | Com ¦ Centrally controlled desktop PC/NETWORK PC POWER MANAGEMENT SOFTWARE | 2027 | SC D | GWh | Before Competition Groups | 64.9408 | 0 | 0 | 5375.3942 | 0.012081 | 19 | Commercial_2027_SC D_GWh_Before Competition Groups_19 | Centrally controlled desktop PC/NETWORK PC POWER MANAGEMENT SOFTWARE | 1.208% | 0 | 64.9408 | Commercial_2027_SC D_GWh_Before Competition Groups_Centrally controlled desktop PC/NETWORK PC POWER MANAGEMENT SOFTWARE
Commercial | Com ¦ Variable Frequency Drive (VFD) | 2027 | SC D | GWh | Before Competition Groups | 59.161 | 0 | 0 | 5375.3942 | 0.011006 | 20 | Commercial_2027_SC D_GWh_Before Competition Groups_20 | Variable Frequency Drive (VFD) | 1.101% | 0 | 59.161 | Commercial_2027_SC D_GWh_Before Competition Groups_Variable Frequency Drive (VFD)
Commercial | Com ¦ Demand Control Ventilation | 2027 | SC D | GWh | Before Competition Groups | 55.0818 | 0 | 0 | 5375.3942 | 0.010247 | 21 | Commercial_2027_SC D_GWh_Before Competition Groups_21 | Demand Control Ventilation | 1.025% | 0 | 55.0818 | Commercial_2027_SC D_GWh_Before Competition Groups_Demand Control Ventilation
Commercial | Com ¦ VFD on Pumps | 2027 | SC D | GWh | Before Competition Groups | 54.8855 | 0 | 0 | 5375.3942 | 0.010211 | 22 | Commercial_2027_SC D_GWh_Before Competition Groups_22 | VFD on Pumps | 1.021% | 0 | 54.8855 | Commercial_2027_SC D_GWh_Before Competition Groups_VFD on Pumps
Commercial | Com ¦ Adaptive Thermostats | 2027 | SC D | GWh | Before Competition Groups | 46.1831 | 0 | 0 | 5375.3942 | 0.0085916 | 23 | Commercial_2027_SC D_GWh_Before Competition Groups_23 | Adaptive Thermostats | 0.8592% | 0 | 46.1831 | Commercial_2027_SC D_GWh_Before Competition Groups_Adaptive Thermostats
Commercial | Com ¦ Unitary Air-Conditioning Unit | 2027 | SC D | GWh | Before Competition Groups | 30.1242 | 0 | 0 | 5375.3942 | 0.0056041 | 24 | Commercial_2027_SC D_GWh_Before Competition Groups_24 | Unitary Air-Conditioning Unit | 0.5604% | 0 | 30.1242 | Commercial_2027_SC D_GWh_Before Competition Groups_Unitary Air-Conditioning Unit
Commercial | Com ¦ ECM MOTORS FOR EVAPORATOR FANS for refrigeration (WALK-IN) | 2027 | SC D | GWh | Before Competition Groups | 28.0893 | 0 | 0 | 5375.3942 | 0.0052255 | 25 | Commercial_2027_SC D_GWh_Before Competition Groups_25 | ECM MOTORS FOR EVAPORATOR FANS for refrigeration (WALK-IN) | 0.5226% | 0 | 28.0893 | Commercial_2027_SC D_GWh_Before Competition Groups_ECM MOTORS FOR EVAPORATOR FANS for refrigeration (WALK-IN)
Commercial | Com ¦ Condensing Unit Heaters or other Efficient Unit Heating System | 2027 | SC D | GWh | Before Competition Groups | 27.4107 | 0 | 0 | 5375.3942 | 0.0050993 | 26 | Commercial_2027_SC D_GWh_Before Competition Groups_26 | Condensing Unit Heaters or other Efficient Unit Heating System | 0.5099% | 0 | 27.4107 | Commercial_2027_SC D_GWh_Before Competition Groups_Condensing Unit Heaters or other Efficient Unit Heating System
Commercial | Com ¦ Air Handler with Dedicated Outdoor Air Systems | 2027 | SC D | GWh | Before Competition Groups | 25.2206 | 0 | 0 | 5375.3942 | 0.0046919 | 27 | Commercial_2027_SC D_GWh_Before Competition Groups_27 | Air Handler with Dedicated Outdoor Air Systems | 0.4692% | 0 | 25.2206 | Commercial_2027_SC D_GWh_Before Competition Groups_Air Handler with Dedicated Outdoor Air Systems
Commercial | Com ¦ Refrigerated Display Case LED | 2027 | SC D | GWh | Before Competition Groups | 24.3709 | 0 | 0 | 5375.3942 | 0.0045338 | 28 | Commercial_2027_SC D_GWh_Before Competition Groups_28 | Refrigerated Display Case LED | 0.4534% | 0 | 24.3709 | Commercial_2027_SC D_GWh_Before Competition Groups_Refrigerated Display Case LED
Commercial | Com ¦ Demand Control Kitchen Ventilation | 2027 | SC D | GWh | Before Competition Groups | 23.3439 | 0 | 0 | 5375.3942 | 0.0043427 | 29 | Commercial_2027_SC D_GWh_Before Competition Groups_29 | Demand Control Kitchen Ventilation | 0.4343% | 0 | 23.3439 | Commercial_2027_SC D_GWh_Before Competition Groups_Demand Control Kitchen Ventilation
Commercial | Com ¦ Evaporator Fan Controls | 2027 | SC D | GWh | Before Competition Groups | 22.7619 | 0 | 0 | 5375.3942 | 0.0042345 | 30 | Commercial_2027_SC D_GWh_Before Competition Groups_30 | Evaporator Fan Controls | 0.4234% | 0 | 22.7619 | Commercial_2027_SC D_GWh_Before Competition Groups_Evaporator Fan Controls
Commercial | Com ¦ Door Gasket Freezer/Refrigerator | 2027 | SC D | GWh | Before Competition Groups | 19.4696 | 0 | 0 | 5375.3942 | 0.003622 | 31 | Commercial_2027_SC D_GWh_Before Competition Groups_31 | Door Gasket Freezer/Refrigerator | 0.3622% | 0 | 19.4696 | Commercial_2027_SC D_GWh_Before Competition Groups_Door Gasket Freezer/Refrigerator
Commercial | Com ¦ ENERGY STAR Griddle (74% eff) | 2027 | SC D | GWh | Before Competition Groups | 18.0176 | 0 | 0 | 5375.3942 | 0.0033519 | 32 | Commercial_2027_SC D_GWh_Before Competition Groups_32 | ENERGY STAR Griddle (74% eff) | 0.3352% | 0 | 18.0176 | Commercial_2027_SC D_GWh_Before Competition Groups_ENERGY STAR Griddle (74% eff)
Commercial | Com ¦ Freezer Case Light Sensor | 2027 | SC D | GWh | Before Competition Groups | 15.8809 | 0 | 0 | 5375.3942 | 0.0029544 | 33 | Commercial_2027_SC D_GWh_Before Competition Groups_33 | Freezer Case Light Sensor | 0.2954% | 0 | 15.8809 | Commercial_2027_SC D_GWh_Before Competition Groups_Freezer Case Light Sensor
Commercial | Com ¦ Chilled Water Optimization | 2027 | SC D | GWh | Before Competition Groups | 15.8677 | 0 | 0 | 5375.3942 | 0.0029519 | 34 | Commercial_2027_SC D_GWh_Before Competition Groups_34 | Chilled Water Optimization | 0.2952% | 0 | 15.8677 | Commercial_2027_SC D_GWh_Before Competition Groups_Chilled Water Optimization
Commercial | Com ¦ Occupancy Sensors | 2027 | SC D | GWh | Before Competition Groups | 15.6801 | 0 | 0 | 5375.3942 | 0.002917 | 35 | Commercial_2027_SC D_GWh_Before Competition Groups_35 | Occupancy Sensors | 0.2917% | 0 | 15.6801 | Commercial_2027_SC D_GWh_Before Competition Groups_Occupancy Sensors
Commercial | Com ¦ Temperature Adjustment in Commercial Freezers | 2027 | SC D | GWh | Before Competition Groups | 8.7139 | 0 | 0 | 5375.3942 | 0.0016211 | 36 | Commercial_2027_SC D_GWh_Before Competition Groups_36 | Temperature Adjustment in Commercial Freezers | 0.1621% | 0 | 8.7139 | Commercial_2027_SC D_GWh_Before Competition Groups_Temperature Adjustment in Commercial Freezers
Commercial | Com ¦ BEVERAGE VENDING MACHINE CONTROLS | 2027 | SC D | GWh | Before Competition Groups | 8.4965 | 0 | 0 | 5375.3942 | 0.0015806 | 37 | Commercial_2027_SC D_GWh_Before Competition Groups_37 | BEVERAGE VENDING MACHINE CONTROLS | 0.1581% | 0 | 8.4965 | Commercial_2027_SC D_GWh_Before Competition Groups_BEVERAGE VENDING MACHINE CONTROLS
Commercial | Com ¦ Elec Storage WH 2.30 Et | 2027 | SC D | GWh | Before Competition Groups | 8.3258 | 0 | 0 | 5375.3942 | 0.0015489 | 38 | Commercial_2027_SC D_GWh_Before Competition Groups_38 | Elec Storage WH 2.30 Et | 0.1549% | 0 | 8.3258 | Commercial_2027_SC D_GWh_Before Competition Groups_Elec Storage WH 2.30 Et
Commercial | Com ¦ Outside Air Economizer | 2027 | SC D | GWh | Before Competition Groups | 6.5758 | 0 | 0 | 5375.3942 | 0.0012233 | 39 | Commercial_2027_SC D_GWh_Before Competition Groups_39 | Outside Air Economizer | 0.1223% | 0 | 6.5758 | Commercial_2027_SC D_GWh_Before Competition Groups_Outside Air Economizer
Commercial | Com ¦ ENERGY STAR Fryer (84% eff) | 2027 | SC D | GWh | Before Competition Groups | 6.4729 | 0 | 0 | 5375.3942 | 0.0012042 | 40 | Commercial_2027_SC D_GWh_Before Competition Groups_40 | ENERGY STAR Fryer (84% eff) | 0.1204% | 0 | 6.4729 | Commercial_2027_SC D_GWh_Before Competition Groups_ENERGY STAR Fryer (84% eff)
Commercial | Com ¦ CO Sensors for parking garage exhaust fans | 2027 | SC D | GWh | Before Competition Groups | 6.4345 | 0 | 0 | 5375.3942 | 0.001197 | 41 | Commercial_2027_SC D_GWh_Before Competition Groups_41 | CO Sensors for parking garage exhaust fans | 0.1197% | 0 | 6.4345 | Commercial_2027_SC D_GWh_Before Competition Groups_CO Sensors for parking garage exhaust fans
Commercial | Com ¦ Vertical Night Covers | 2027 | SC D | GWh | Before Competition Groups | 6.4117 | 0 | 0 | 5375.3942 | 0.0011928 | 42 | Commercial_2027_SC D_GWh_Before Competition Groups_42 | Vertical Night Covers | 0.1193% | 0 | 6.4117 | Commercial_2027_SC D_GWh_Before Competition Groups_Vertical Night Covers
Commercial | Com ¦ Energy Efficient Laboratory Fume Hood | 2027 | SC D | GWh | Before Competition Groups | 6.1731 | 0 | 0 | 5375.3942 | 0.0011484 | 43 | Commercial_2027_SC D_GWh_Before Competition Groups_43 | Energy Efficient Laboratory Fume Hood | 0.1148% | 0 | 6.1731 | Commercial_2027_SC D_GWh_Before Competition Groups_Energy Efficient Laboratory Fume Hood
Commercial | Com ¦ Duct Insulation, R8 | 2027 | SC D | GWh | Before Competition Groups | 6.0913 | 0 | 0 | 5375.3942 | 0.0011332 | 44 | Commercial_2027_SC D_GWh_Before Competition Groups_44 | Duct Insulation, R8 | 0.1133% | 0 | 6.0913 | Commercial_2027_SC D_GWh_Before Competition Groups_Duct Insulation, R8
Commercial | Com ¦ Water Heating (DHW) Pipe Insulation (Add 3/4\ Foam)" | 2027 | SC D | GWh | Before Competition Groups | 5.52 | 0 | 0 | 5375.3942 | 0.0010269 | 45 | Commercial_2027_SC D_GWh_Before Competition Groups_45 | Water Heating (DHW) Pipe Insulation (Add 3/4\ Foam)" | 0.1027% | 0 | 5.52 | Commercial_2027_SC D_GWh_Before Competition Groups_Water Heating (DHW) Pipe Insulation (Add 3/4\ Foam)"
Commercial | Com ¦ Water Source Heat Pump (4 ton) | 2027 | SC D | GWh | Before Competition Groups | 5.3094 | 0 | 0 | 5375.3942 | 0.00098773 | 46 | Commercial_2027_SC D_GWh_Before Competition Groups_46 | Water Source Heat Pump (4 ton) | 0.09877% | 0 | 5.3094 | Commercial_2027_SC D_GWh_Before Competition Groups_Water Source Heat Pump (4 ton)
Commercial | Com ¦ Suction Pipe Insulation Freezer/Refrigerator | 2027 | SC D | GWh | Before Competition Groups | 3.385 | 0 | 0 | 5375.3942 | 0.00062972 | 47 | Commercial_2027_SC D_GWh_Before Competition Groups_47 | Suction Pipe Insulation Freezer/Refrigerator | 0.06297% | 0 | 3.385 | Commercial_2027_SC D_GWh_Before Competition Groups_Suction Pipe Insulation Freezer/Refrigerator
Commercial | Com ¦ ENERGY STAR Steam Cookers | 2027 | SC D | GWh | Before Competition Groups | 3.0966 | 0 | 0 | 5375.3942 | 0.00057607 | 48 | Commercial_2027_SC D_GWh_Before Competition Groups_48 | ENERGY STAR Steam Cookers | 0.05761% | 0 | 3.0966 | Commercial_2027_SC D_GWh_Before Competition Groups_ENERGY STAR Steam Cookers
Commercial | Com ¦ ENERGY STAR Dishwasher | 2027 | SC D | GWh | Before Competition Groups | 2.9788 | 0 | 0 | 5375.3942 | 0.00055415 | 49 | Commercial_2027_SC D_GWh_Before Competition Groups_49 | ENERGY STAR Dishwasher | 0.05542% | 0 | 2.9788 | Commercial_2027_SC D_GWh_Before Competition Groups_ENERGY STAR Dishwasher
Commercial | Com ¦ Thermostat Setback | 2027 | SC D | GWh | Before Competition Groups | 1.9445 | 0 | 0 | 5375.3942 | 0.00036174 | 50 | Commercial_2027_SC D_GWh_Before Competition Groups_50 | Thermostat Setback | 0.03617% | 0 | 1.9445 | Commercial_2027_SC D_GWh_Before Competition Groups_Thermostat Setback
Commercial | Com ¦ Ozone Laundry Treatment | 2027 | SC D | GWh | Before Competition Groups | 1.2719 | 0 | 0 | 5375.3942 | 0.00023662 | 51 | Commercial_2027_SC D_GWh_Before Competition Groups_51 | Ozone Laundry Treatment | 0.02366% | 0 | 1.2719 | Commercial_2027_SC D_GWh_Before Competition Groups_Ozone Laundry Treatment
Commercial | Com ¦ Condensing Make Up Air Unit | 2027 | SC D | GWh | Before Competition Groups | 1.0966 | 0 | 0 | 5375.3942 | 0.000204 | 52 | Commercial_2027_SC D_GWh_Before Competition Groups_52 | Condensing Make Up Air Unit | 0.0204% | 0 | 1.0966 | Commercial_2027_SC D_GWh_Before Competition Groups_Condensing Make Up Air Unit
Commercial | Com ¦ ECM MOTORS FOR HVAC APPLICATION (FAN-POWERED VAV BOX) | 2027 | SC D | GWh | Before Competition Groups | 0.84667 | 0 | 0 | 5375.3942 | 0.00015751 | 53 | Commercial_2027_SC D_GWh_Before Competition Groups_53 | ECM MOTORS FOR HVAC APPLICATION (FAN-POWERED VAV BOX) | 0.01575% | 0 | 0.84667 | Commercial_2027_SC D_GWh_Before Competition Groups_ECM MOTORS FOR HVAC APPLICATION (FAN-POWERED VAV BOX)
Commercial | Com ¦ CEE Tier 2/Energy Star Clothes Washers | 2027 | SC D | GWh | Before Competition Groups | 0.63087 | 0 | 0 | 5375.3942 | 0.00011736 | 54 | Commercial_2027_SC D_GWh_Before Competition Groups_54 | CEE Tier 2/Energy Star Clothes Washers | 0.01174% | 0 | 0.63087 | Commercial_2027_SC D_GWh_Before Competition Groups_CEE Tier 2/Energy Star Clothes Washers
Commercial | Com ¦ Demand controlled Circulating Systems | 2027 | SC D | GWh | Before Competition Groups | 0.37817 | 0 | 0 | 5375.3942 | 7.0351e-05 | 55 | Commercial_2027_SC D_GWh_Before Competition Groups_55 | Demand controlled Circulating Systems | 0.007035% | 0 | 0.37817 | Commercial_2027_SC D_GWh_Before Competition Groups_Demand controlled Circulating Systems
Commercial | Com ¦ Auto Off Time Switch or Time Clock control | 2027 | SC D | GWh | Before Competition Groups | 0.35389 | 0 | 0 | 5375.3942 | 6.5835e-05 | 56 | Commercial_2027_SC D_GWh_Before Competition Groups_56 | Auto Off Time Switch or Time Clock control | 0.006584% | 0 | 0.35389 | Commercial_2027_SC D_GWh_Before Competition Groups_Auto Off Time Switch or Time Clock control
Commercial | Com ¦ Notched V belts for HVAC Systems | 2027 | SC D | GWh | Before Competition Groups | 0.35275 | 0 | 0 | 5375.3942 | 6.5624e-05 | 57 | Commercial_2027_SC D_GWh_Before Competition Groups_57 | Notched V belts for HVAC Systems | 0.006562% | 0 | 0.35275 | Commercial_2027_SC D_GWh_Before Competition Groups_Notched V belts for HVAC Systems
Commercial | Com ¦ Low Flow Pre-Rinse Spray Nozzle | 2027 | SC D | GWh | Before Competition Groups | 0.3477 | 0 | 0 | 5375.3942 | 6.4684e-05 | 58 | Commercial_2027_SC D_GWh_Before Competition Groups_58 | Low Flow Pre-Rinse Spray Nozzle | 0.006468% | 0 | 0.3477 | Commercial_2027_SC D_GWh_Before Competition Groups_Low Flow Pre-Rinse Spray Nozzle
Commercial | COM ¦ Ductless Mini-Split Heat Pumps | 2027 | SC D | GWh | Before Competition Groups | 0.32236 | 0 | 0 | 5375.3942 | 5.9969e-05 | 59 | Commercial_2027_SC D_GWh_Before Competition Groups_59 | Ductless Mini-Split Heat Pumps | 0.005997% | 0 | 0.32236 | Commercial_2027_SC D_GWh_Before Competition Groups_Ductless Mini-Split Heat Pumps
Commercial | Com ¦ Solar Water Preheat (Pools/DHW) | 2027 | SC D | GWh | Before Competition Groups | 0.29182 | 0 | 0 | 5375.3942 | 5.4288e-05 | 60 | Commercial_2027_SC D_GWh_Before Competition Groups_60 | Solar Water Preheat (Pools/DHW) | 0.005429% | 0 | 0.29182 | Commercial_2027_SC D_GWh_Before Competition Groups_Solar Water Preheat (Pools/DHW)
Commercial | Com ¦ HVAC Optimization | 2027 | SC D | GWh | Before Competition Groups | 0.2333 | 0 | 0 | 5375.3942 | 4.3402e-05 | 61 | Commercial_2027_SC D_GWh_Before Competition Groups_61 | HVAC Optimization | 0.00434% | 0 | 0.2333 | Commercial_2027_SC D_GWh_Before Competition Groups_HVAC Optimization
Commercial | Com ¦ PTAC (12 EER/10,000 BTU) | 2027 | SC D | GWh | Before Competition Groups | 0.21398 | 0 | 0 | 5375.3942 | 3.9807e-05 | 62 | Commercial_2027_SC D_GWh_Before Competition Groups_62 | PTAC (12 EER/10,000 BTU) | 0.003981% | 0 | 0.21398 | Commercial_2027_SC D_GWh_Before Competition Groups_PTAC (12 EER/10,000 BTU)
Commercial | Com ¦ Commercial Hot Food Holding Cabinets | 2027 | SC D | GWh | Before Competition Groups | 0.14332 | 0 | 0 | 5375.3942 | 2.6662e-05 | 63 | Commercial_2027_SC D_GWh_Before Competition Groups_63 | Commercial Hot Food Holding Cabinets | 0.002666% | 0 | 0.14332 | Commercial_2027_SC D_GWh_Before Competition Groups_Commercial Hot Food Holding Cabinets
Commercial | Com ¦ Air Curtains | 2027 | SC D | GWh | Before Competition Groups | 0.083968 | 0 | 0 | 5375.3942 | 1.5621e-05 | 64 | Commercial_2027_SC D_GWh_Before Competition Groups_64 | Air Curtains | 0.001562% | 0 | 0.083968 | Commercial_2027_SC D_GWh_Before Competition Groups_Air Curtains
Commercial | Com ¦ Wall Insulation | 2027 | SC D | GWh | Before Competition Groups | 0.049931 | 0 | 0 | 5375.3942 | 9.2887e-06 | 65 | Commercial_2027_SC D_GWh_Before Competition Groups_65 | Wall Insulation | 0.0009289% | 0 | 0.049931 | Commercial_2027_SC D_GWh_Before Competition Groups_Wall Insulation
Commercial | Com ¦ LED RECESSED DOWNLIGHTS | 2027 | SC D | GWh | Before Competition Groups | 0.040091 | 0 | 0 | 5375.3942 | 7.4583e-06 | 66 | Commercial_2027_SC D_GWh_Before Competition Groups_66 | LED RECESSED DOWNLIGHTS | 0.0007458% | 0 | 0.040091 | Commercial_2027_SC D_GWh_Before Competition Groups_LED RECESSED DOWNLIGHTS
Commercial | Com ¦ Energy Recovery Ventilation and Ventilation (Enhanced) | 2027 | SC D | GWh | Before Competition Groups | 0.024958 | 0 | 0 | 5375.3942 | 4.643e-06 | 67 | Commercial_2027_SC D_GWh_Before Competition Groups_67 | Energy Recovery Ventilation and Ventilation (Enhanced) | 0.0004643% | 0 | 0.024958 | Commercial_2027_SC D_GWh_Before Competition Groups_Energy Recovery Ventilation and Ventilation (Enhanced)
Commercial | Com ¦ High Efficiency Small Instantaneous Water Heater | 2027 | SC D | GWh | Before Competition Groups | 0.021446 | 0 | 0 | 5375.3942 | 3.9897e-06 | 68 | Commercial_2027_SC D_GWh_Before Competition Groups_68 | High Efficiency Small Instantaneous Water Heater | 0.000399% | 0 | 0.021446 | Commercial_2027_SC D_GWh_Before Competition Groups_High Efficiency Small Instantaneous Water Heater
Commercial | Com ¦ VSD Air Compressor | 2027 | SC D | GWh | Before Competition Groups | 0.018186 | 0 | 0 | 5375.3942 | 3.3832e-06 | 69 | Commercial_2027_SC D_GWh_Before Competition Groups_69 | VSD Air Compressor | 0.0003383% | 0 | 0.018186 | Commercial_2027_SC D_GWh_Before Competition Groups_VSD Air Compressor
Commercial | Com ¦ High Efficiency Chiller (avg of water and air cooled) | 2027 | SC D | GWh | Before Competition Groups | 0.014394 | 0 | 0 | 5375.3942 | 2.6777e-06 | 70 | Commercial_2027_SC D_GWh_Before Competition Groups_70 | High Efficiency Chiller (avg of water and air cooled) | 0.0002678% | 0 | 0.014394 | Commercial_2027_SC D_GWh_Before Competition Groups_High Efficiency Chiller (avg of water and air cooled)
Commercial | Com ¦ Room AC (w/ louvered sides) 14 SEER from 12 SEER code | 2027 | SC D | GWh | Before Competition Groups | 0.013457 | 0 | 0 | 5375.3942 | 2.5035e-06 | 71 | Commercial_2027_SC D_GWh_Before Competition Groups_71 | Room AC (w/ louvered sides) 14 SEER from 12 SEER code | 0.0002503% | 0 | 0.013457 | Commercial_2027_SC D_GWh_Before Competition Groups_Room AC (w/ louvered sides) 14 SEER from 12 SEER code
Commercial | Com ¦ EC Plug Fan for Data Center (under cabinet) | 2027 | SC D | GWh | Before Competition Groups | 0.01047 | 0 | 0 | 5375.3942 | 1.9478e-06 | 72 | Commercial_2027_SC D_GWh_Before Competition Groups_72 | EC Plug Fan for Data Center (under cabinet) | 0.0001948% | 0 | 0.01047 | Commercial_2027_SC D_GWh_Before Competition Groups_EC Plug Fan for Data Center (under cabinet)
Commercial | Com ¦ LLLC - High Impact Application | 2027 | SC D | GWh | Before Competition Groups | 0.0059758 | 0 | 0 | 5375.3942 | 1.1117e-06 | 73 | Commercial_2027_SC D_GWh_Before Competition Groups_73 | LLLC - High Impact Application | 0.0001112% | 0 | 0.0059758 | Commercial_2027_SC D_GWh_Before Competition Groups_LLLC - High Impact Application
Commercial | Com ¦ Electric Convection Combination Ovens | 2027 | SC D | GWh | Before Competition Groups | 0.001941 | 0 | 0 | 5375.3942 | 3.6108e-07 | 74 | Commercial_2027_SC D_GWh_Before Competition Groups_74 | Electric Convection Combination Ovens | 3.611e-05% | 0 | 0.001941 | Commercial_2027_SC D_GWh_Before Competition Groups_Electric Convection Combination Ovens
Commercial | Com ¦ LLLC - Low Impact Application | 2027 | SC D | GWh | Before Competition Groups | 0.0004626 | 0 | 0 | 5375.3942 | 8.6059e-08 | 75 | Commercial_2027_SC D_GWh_Before Competition Groups_75 | LLLC - Low Impact Application | 8.606e-06% | 0 | 0.0004626 | Commercial_2027_SC D_GWh_Before Competition Groups_LLLC - Low Impact Application
Commercial | Com ¦ Networked/Connected - Low Impact Application | 2027 | SC D | GWh | Before Competition Groups | 1.423e-07 | 0 | 0 | 5375.3942 | 2.6472e-11 | 76 | Commercial_2027_SC D_GWh_Before Competition Groups_76 | Networked/Connected - Low Impact Application | 2.647e-09% | 0 | 1.423e-07 | Commercial_2027_SC D_GWh_Before Competition Groups_Networked/Connected - Low Impact Application
Commercial | Com ¦ Networked/Connected - High Impact Application | 2027 | SC D | GWh | Before Competition Groups | 5.4418e-09 | 0 | 0 | 5375.3942 | 1.0124e-12 | 77 | Commercial_2027_SC D_GWh_Before Competition Groups_77 | Networked/Connected - High Impact Application | 1.012e-10% | 0 | 5.4418e-09 | Commercial_2027_SC D_GWh_Before Competition Groups_Networked/Connected - High Impact Application
Commercial | Com ¦ Efficient compressor motor | 2027 | SC D | GWh | Before Competition Groups | 0 | 0 | 0 | 5375.3942 | 0 | 78 | Commercial_2027_SC D_GWh_Before Competition Groups_78 | Efficient compressor motor | 0% | 0 | 0 | Commercial_2027_SC D_GWh_Before Competition Groups_Efficient compressor motor
Commercial | Com ¦ Indoor Daylight Sensors/Photocell Dimming Control | 2027 | SC D | GWh | Before Competition Groups | 0 | 0 | 0 | 5375.3942 | 0 | 79 | Commercial_2027_SC D_GWh_Before Competition Groups_79 | Indoor Daylight Sensors/Photocell Dimming Control | 0% | 0 | 0 | Commercial_2027_SC D_GWh_Before Competition Groups_Indoor Daylight Sensors/Photocell Dimming Control
Commercial | Com ¦ Variable Refrigerant Flow Heat Pump | 2027 | SC D | GWh | Before Competition Groups | 0 | 0 | 0 | 5375.3942 | 0 | 80 | Commercial_2027_SC D_GWh_Before Competition Groups_80 | Variable Refrigerant Flow Heat Pump | 0% | 0 | 0 | Commercial_2027_SC D_GWh_Before Competition Groups_Variable Refrigerant Flow Heat Pump
Commercial | Com ¦ Building Recommissioning, Operations and Maintenance (O&M) Improvements | 2027 | Technical | GWh | Before Competition Groups | 2165.6679 | 0 | 0 | 20248.6069 | 0.10695 | 1 | Commercial_2027_Technical_GWh_Before Competition Groups_1 | Building Recommissioning, Operations and Maintenance (O&M) Improvements | 10.7% | 0 | 2165.6679 | Commercial_2027_Technical_GWh_Before Competition Groups_Building Recommissioning, Operations and Maintenance (O&M) Improvements
Commercial | Com ¦ LED Low/High Bay | 2027 | Technical | GWh | Before Competition Groups | 1327.7301 | 0 | 0 | 20248.6069 | 0.065571 | 2 | Commercial_2027_Technical_GWh_Before Competition Groups_2 | LED Low/High Bay | 6.557% | 0 | 1327.7301 | Commercial_2027_Technical_GWh_Before Competition Groups_LED Low/High Bay
Commercial | Com ¦ Central Lighting Control System | 2027 | Technical | GWh | Before Competition Groups | 1225.7342 | 0 | 0 | 20248.6069 | 0.060534 | 3 | Commercial_2027_Technical_GWh_Before Competition Groups_3 | Central Lighting Control System | 6.053% | 0 | 1225.7342 | Commercial_2027_Technical_GWh_Before Competition Groups_Central Lighting Control System
Commercial | Com ¦ LED Troffer/Surface/Suspended | 2027 | Technical | GWh | Before Competition Groups | 1081.5935 | 0 | 0 | 20248.6069 | 0.053416 | 4 | Commercial_2027_Technical_GWh_Before Competition Groups_4 | LED Troffer/Surface/Suspended | 5.342% | 0 | 1081.5935 | Commercial_2027_Technical_GWh_Before Competition Groups_LED Troffer/Surface/Suspended
Commercial | Com ¦ ENERGY STAR LED LAMPS (REFLECTOR LAMPs/MR16/PAR 16) | 2027 | Technical | GWh | Before Competition Groups | 1021.2885 | 0 | 0 | 20248.6069 | 0.050437 | 5 | Commercial_2027_Technical_GWh_Before Competition Groups_5 | ENERGY STAR LED LAMPS (REFLECTOR LAMPs/MR16/PAR 16) | 5.044% | 0 | 1021.2885 | Commercial_2027_Technical_GWh_Before Competition Groups_ENERGY STAR LED LAMPS (REFLECTOR LAMPs/MR16/PAR 16)
Commercial | Com ¦ LLLC - High Impact Application | 2027 | Technical | GWh | Before Competition Groups | 926.0083 | 0 | 0 | 20248.6069 | 0.045732 | 6 | Commercial_2027_Technical_GWh_Before Competition Groups_6 | LLLC - High Impact Application | 4.573% | 0 | 926.0083 | Commercial_2027_Technical_GWh_Before Competition Groups_LLLC - High Impact Application
Commercial | Com ¦ LLLC - Low Impact Application | 2027 | Technical | GWh | Before Competition Groups | 917.444 | 0 | 0 | 20248.6069 | 0.045309 | 7 | Commercial_2027_Technical_GWh_Before Competition Groups_7 | LLLC - Low Impact Application | 4.531% | 0 | 917.444 | Commercial_2027_Technical_GWh_Before Competition Groups_LLLC - Low Impact Application
Commercial | Com ¦ Networked/Connected - High Impact Application | 2027 | Technical | GWh | Before Competition Groups | 837.313 | 0 | 0 | 20248.6069 | 0.041352 | 8 | Commercial_2027_Technical_GWh_Before Competition Groups_8 | Networked/Connected - High Impact Application | 4.135% | 0 | 837.313 | Commercial_2027_Technical_GWh_Before Competition Groups_Networked/Connected - High Impact Application
Commercial | Com ¦ Education and Capacity Building/Energy Behavior | 2027 | Technical | GWh | Before Competition Groups | 814.5537 | 0 | 0 | 20248.6069 | 0.040228 | 9 | Commercial_2027_Technical_GWh_Before Competition Groups_9 | Education and Capacity Building/Energy Behavior | 4.023% | 0 | 814.5537 | Commercial_2027_Technical_GWh_Before Competition Groups_Education and Capacity Building/Energy Behavior
Commercial | Com ¦ Networked/Connected - Low Impact Application | 2027 | Technical | GWh | Before Competition Groups | 787.4618 | 0 | 0 | 20248.6069 | 0.03889 | 10 | Commercial_2027_Technical_GWh_Before Competition Groups_10 | Networked/Connected - Low Impact Application | 3.889% | 0 | 787.4618 | Commercial_2027_Technical_GWh_Before Competition Groups_Networked/Connected - Low Impact Application
Commercial | Com ¦ LED EXTERIOR AREA LIGHTS - LED fixture (200W) | 2027 | Technical | GWh | Before Competition Groups | 606.7527 | 0 | 0 | 20248.6069 | 0.029965 | 11 | Commercial_2027_Technical_GWh_Before Competition Groups_11 | LED EXTERIOR AREA LIGHTS - LED fixture (200W) | 2.997% | 0 | 606.7527 | Commercial_2027_Technical_GWh_Before Competition Groups_LED EXTERIOR AREA LIGHTS - LED fixture (200W)
Commercial | Com ¦ Furnace Tune-Up | 2027 | Technical | GWh | Before Competition Groups | 594.6786 | 0 | 0 | 20248.6069 | 0.029369 | 12 | Commercial_2027_Technical_GWh_Before Competition Groups_12 | Furnace Tune-Up | 2.937% | 0 | 594.6786 | Commercial_2027_Technical_GWh_Before Competition Groups_Furnace Tune-Up
Commercial | Com ¦ LED parking lot fixture | 2027 | Technical | GWh | Before Competition Groups | 583.5478 | 0 | 0 | 20248.6069 | 0.028819 | 13 | Commercial_2027_Technical_GWh_Before Competition Groups_13 | LED parking lot fixture | 2.882% | 0 | 583.5478 | Commercial_2027_Technical_GWh_Before Competition Groups_LED parking lot fixture
Commercial | Com ¦ LED Replacement Lamp (Tube) | 2027 | Technical | GWh | Before Competition Groups | 469.8443 | 0 | 0 | 20248.6069 | 0.023204 | 14 | Commercial_2027_Technical_GWh_Before Competition Groups_14 | LED Replacement Lamp (Tube) | 2.32% | 0 | 469.8443 | Commercial_2027_Technical_GWh_Before Competition Groups_LED Replacement Lamp (Tube)
Commercial | Com ¦ Smart Strip Plug Outlets | 2027 | Technical | GWh | Before Competition Groups | 457.2696 | 0 | 0 | 20248.6069 | 0.022583 | 15 | Commercial_2027_Technical_GWh_Before Competition Groups_15 | Smart Strip Plug Outlets | 2.258% | 0 | 457.2696 | Commercial_2027_Technical_GWh_Before Competition Groups_Smart Strip Plug Outlets
Commercial | Com ¦ High Efficiency Air Source Heat Pump | 2027 | Technical | GWh | Before Competition Groups | 437.1966 | 0 | 0 | 20248.6069 | 0.021591 | 16 | Commercial_2027_Technical_GWh_Before Competition Groups_16 | High Efficiency Air Source Heat Pump | 2.159% | 0 | 437.1966 | Commercial_2027_Technical_GWh_Before Competition Groups_High Efficiency Air Source Heat Pump
Commercial | Com ¦ Variable Refrigerant Flow Heat Pump | 2027 | Technical | GWh | Before Competition Groups | 429.2287 | 0 | 0 | 20248.6069 | 0.021198 | 17 | Commercial_2027_Technical_GWh_Before Competition Groups_17 | Variable Refrigerant Flow Heat Pump | 2.12% | 0 | 429.2287 | Commercial_2027_Technical_GWh_Before Competition Groups_Variable Refrigerant Flow Heat Pump
Commercial | Com ¦ LED street light fixture | 2027 | Technical | GWh | Before Competition Groups | 358.9435 | 0 | 0 | 20248.6069 | 0.017727 | 18 | Commercial_2027_Technical_GWh_Before Competition Groups_18 | LED street light fixture | 1.773% | 0 | 358.9435 | Commercial_2027_Technical_GWh_Before Competition Groups_LED street light fixture
Commercial | Com ¦ Advanced BAS/Controllers | 2027 | Technical | GWh | Before Competition Groups | 322.7585 | 0 | 0 | 20248.6069 | 0.01594 | 19 | Commercial_2027_Technical_GWh_Before Competition Groups_19 | Advanced BAS/Controllers | 1.594% | 0 | 322.7585 | Commercial_2027_Technical_GWh_Before Competition Groups_Advanced BAS/Controllers
Commercial | Com ¦ Refrigerated Display Case Doors | 2027 | Technical | GWh | Before Competition Groups | 304.6815 | 0 | 0 | 20248.6069 | 0.015047 | 20 | Commercial_2027_Technical_GWh_Before Competition Groups_20 | Refrigerated Display Case Doors | 1.505% | 0 | 304.6815 | Commercial_2027_Technical_GWh_Before Competition Groups_Refrigerated Display Case Doors
Commercial | Com ¦ Data Center Storage/Server Virtualization | 2027 | Technical | GWh | Before Competition Groups | 288.6261 | 0 | 0 | 20248.6069 | 0.014254 | 21 | Commercial_2027_Technical_GWh_Before Competition Groups_21 | Data Center Storage/Server Virtualization | 1.425% | 0 | 288.6261 | Commercial_2027_Technical_GWh_Before Competition Groups_Data Center Storage/Server Virtualization
Commercial | Com ¦ Demand Control Ventilation | 2027 | Technical | GWh | Before Competition Groups | 278.2862 | 0 | 0 | 20248.6069 | 0.013743 | 22 | Commercial_2027_Technical_GWh_Before Competition Groups_22 | Demand Control Ventilation | 1.374% | 0 | 278.2862 | Commercial_2027_Technical_GWh_Before Competition Groups_Demand Control Ventilation
Commercial | Com ¦ Strip Curtains | 2027 | Technical | GWh | Before Competition Groups | 238.5171 | 0 | 0 | 20248.6069 | 0.011779 | 23 | Commercial_2027_Technical_GWh_Before Competition Groups_23 | Strip Curtains | 1.178% | 0 | 238.5171 | Commercial_2027_Technical_GWh_Before Competition Groups_Strip Curtains
Commercial | Com ¦ Reach-in Shaded Pole to ECM/PSC Evaporator Fan Motor | 2027 | Technical | GWh | Before Competition Groups | 219.6104 | 0 | 0 | 20248.6069 | 0.010846 | 24 | Commercial_2027_Technical_GWh_Before Competition Groups_24 | Reach-in Shaded Pole to ECM/PSC Evaporator Fan Motor | 1.085% | 0 | 219.6104 | Commercial_2027_Technical_GWh_Before Competition Groups_Reach-in Shaded Pole to ECM/PSC Evaporator Fan Motor
Commercial | Com ¦ Variable Frequency Drive (VFD) | 2027 | Technical | GWh | Before Competition Groups | 197.1148 | 0 | 0 | 20248.6069 | 0.0097347 | 25 | Commercial_2027_Technical_GWh_Before Competition Groups_25 | Variable Frequency Drive (VFD) | 0.9735% | 0 | 197.1148 | Commercial_2027_Technical_GWh_Before Competition Groups_Variable Frequency Drive (VFD)
Commercial | Com ¦ Centrally controlled desktop PC/NETWORK PC POWER MANAGEMENT SOFTWARE | 2027 | Technical | GWh | Before Competition Groups | 190.6342 | 0 | 0 | 20248.6069 | 0.0094147 | 26 | Commercial_2027_Technical_GWh_Before Competition Groups_26 | Centrally controlled desktop PC/NETWORK PC POWER MANAGEMENT SOFTWARE | 0.9415% | 0 | 190.6342 | Commercial_2027_Technical_GWh_Before Competition Groups_Centrally controlled desktop PC/NETWORK PC POWER MANAGEMENT SOFTWARE
Commercial | Com ¦ Door Gasket Freezer/Refrigerator | 2027 | Technical | GWh | Before Competition Groups | 190.4754 | 0 | 0 | 20248.6069 | 0.0094068 | 27 | Commercial_2027_Technical_GWh_Before Competition Groups_27 | Door Gasket Freezer/Refrigerator | 0.9407% | 0 | 190.4754 | Commercial_2027_Technical_GWh_Before Competition Groups_Door Gasket Freezer/Refrigerator
Commercial | Com ¦ VFD on Pumps | 2027 | Technical | GWh | Before Competition Groups | 184.476 | 0 | 0 | 20248.6069 | 0.0091106 | 28 | Commercial_2027_Technical_GWh_Before Competition Groups_28 | VFD on Pumps | 0.9111% | 0 | 184.476 | Commercial_2027_Technical_GWh_Before Competition Groups_VFD on Pumps
Commercial | Com ¦ LED or Equivalent Sign Lighting | 2027 | Technical | GWh | Before Competition Groups | 161.3998 | 0 | 0 | 20248.6069 | 0.0079709 | 29 | Commercial_2027_Technical_GWh_Before Competition Groups_29 | LED or Equivalent Sign Lighting | 0.7971% | 0 | 161.3998 | Commercial_2027_Technical_GWh_Before Competition Groups_LED or Equivalent Sign Lighting
Commercial | Com ¦ Refrigeration Optimization | 2027 | Technical | GWh | Before Competition Groups | 153.4173 | 0 | 0 | 20248.6069 | 0.0075767 | 30 | Commercial_2027_Technical_GWh_Before Competition Groups_30 | Refrigeration Optimization | 0.7577% | 0 | 153.4173 | Commercial_2027_Technical_GWh_Before Competition Groups_Refrigeration Optimization
Commercial | Com ¦ Air Handler with Dedicated Outdoor Air Systems | 2027 | Technical | GWh | Before Competition Groups | 150.4453 | 0 | 0 | 20248.6069 | 0.0074299 | 31 | Commercial_2027_Technical_GWh_Before Competition Groups_31 | Air Handler with Dedicated Outdoor Air Systems | 0.743% | 0 | 150.4453 | Commercial_2027_Technical_GWh_Before Competition Groups_Air Handler with Dedicated Outdoor Air Systems
Commercial | Com ¦ Adaptive Thermostats | 2027 | Technical | GWh | Before Competition Groups | 140.7271 | 0 | 0 | 20248.6069 | 0.00695 | 32 | Commercial_2027_Technical_GWh_Before Competition Groups_32 | Adaptive Thermostats | 0.695% | 0 | 140.7271 | Commercial_2027_Technical_GWh_Before Competition Groups_Adaptive Thermostats
Commercial | Com ¦ Unitary Air-Conditioning Unit | 2027 | Technical | GWh | Before Competition Groups | 131.0187 | 0 | 0 | 20248.6069 | 0.0064705 | 33 | Commercial_2027_Technical_GWh_Before Competition Groups_33 | Unitary Air-Conditioning Unit | 0.6471% | 0 | 131.0187 | Commercial_2027_Technical_GWh_Before Competition Groups_Unitary Air-Conditioning Unit
Commercial | Com ¦ ENERGY STAR LED LAMPS (General Service Lamps) | 2027 | Technical | GWh | Before Competition Groups | 118.029 | 0 | 0 | 20248.6069 | 0.005829 | 34 | Commercial_2027_Technical_GWh_Before Competition Groups_34 | ENERGY STAR LED LAMPS (General Service Lamps) | 0.5829% | 0 | 118.029 | Commercial_2027_Technical_GWh_Before Competition Groups_ENERGY STAR LED LAMPS (General Service Lamps)
Commercial | Com ¦ ENERGY STAR FREEZER | 2027 | Technical | GWh | Before Competition Groups | 112.0197 | 0 | 0 | 20248.6069 | 0.0055322 | 35 | Commercial_2027_Technical_GWh_Before Competition Groups_35 | ENERGY STAR FREEZER | 0.5532% | 0 | 112.0197 | Commercial_2027_Technical_GWh_Before Competition Groups_ENERGY STAR FREEZER
Commercial | Com ¦ Refrigerated Display Case LED | 2027 | Technical | GWh | Before Competition Groups | 108.4722 | 0 | 0 | 20248.6069 | 0.005357 | 36 | Commercial_2027_Technical_GWh_Before Competition Groups_36 | Refrigerated Display Case LED | 0.5357% | 0 | 108.4722 | Commercial_2027_Technical_GWh_Before Competition Groups_Refrigerated Display Case LED
Commercial | Com ¦ Demand Control Kitchen Ventilation | 2027 | Technical | GWh | Before Competition Groups | 96.3357 | 0 | 0 | 20248.6069 | 0.0047576 | 37 | Commercial_2027_Technical_GWh_Before Competition Groups_37 | Demand Control Kitchen Ventilation | 0.4758% | 0 | 96.3357 | Commercial_2027_Technical_GWh_Before Competition Groups_Demand Control Kitchen Ventilation
Commercial | Com ¦ Indoor Daylight Sensors/Photocell Dimming Control | 2027 | Technical | GWh | Before Competition Groups | 96.0145 | 0 | 0 | 20248.6069 | 0.0047418 | 38 | Commercial_2027_Technical_GWh_Before Competition Groups_38 | Indoor Daylight Sensors/Photocell Dimming Control | 0.4742% | 0 | 96.0145 | Commercial_2027_Technical_GWh_Before Competition Groups_Indoor Daylight Sensors/Photocell Dimming Control
Commercial | Com ¦ ECM MOTORS FOR EVAPORATOR FANS for refrigeration (WALK-IN) | 2027 | Technical | GWh | Before Competition Groups | 93.3773 | 0 | 0 | 20248.6069 | 0.0046115 | 39 | Commercial_2027_Technical_GWh_Before Competition Groups_39 | ECM MOTORS FOR EVAPORATOR FANS for refrigeration (WALK-IN) | 0.4612% | 0 | 93.3773 | Commercial_2027_Technical_GWh_Before Competition Groups_ECM MOTORS FOR EVAPORATOR FANS for refrigeration (WALK-IN)
Commercial | Com ¦ Condensing Unit Heaters or other Efficient Unit Heating System | 2027 | Technical | GWh | Before Competition Groups | 89.4906 | 0 | 0 | 20248.6069 | 0.0044196 | 40 | Commercial_2027_Technical_GWh_Before Competition Groups_40 | Condensing Unit Heaters or other Efficient Unit Heating System | 0.442% | 0 | 89.4906 | Commercial_2027_Technical_GWh_Before Competition Groups_Condensing Unit Heaters or other Efficient Unit Heating System
Commercial | Com ¦ ENERGY STAR ICE MACHINES - Ice Making Head | 2027 | Technical | GWh | Before Competition Groups | 87.9558 | 0 | 0 | 20248.6069 | 0.0043438 | 41 | Commercial_2027_Technical_GWh_Before Competition Groups_41 | ENERGY STAR ICE MACHINES - Ice Making Head | 0.4344% | 0 | 87.9558 | Commercial_2027_Technical_GWh_Before Competition Groups_ENERGY STAR ICE MACHINES - Ice Making Head
Commercial | Com ¦ Adding reflective (White) roof treatment or a green roof | 2027 | Technical | GWh | Before Competition Groups | 83.9601 | 0 | 0 | 20248.6069 | 0.0041465 | 42 | Commercial_2027_Technical_GWh_Before Competition Groups_42 | Adding reflective (White) roof treatment or a green roof | 0.4146% | 0 | 83.9601 | Commercial_2027_Technical_GWh_Before Competition Groups_Adding reflective (White) roof treatment or a green roof
Commercial | Com ¦ Condensing Make Up Air Unit | 2027 | Technical | GWh | Before Competition Groups | 83.4623 | 0 | 0 | 20248.6069 | 0.0041219 | 43 | Commercial_2027_Technical_GWh_Before Competition Groups_43 | Condensing Make Up Air Unit | 0.4122% | 0 | 83.4623 | Commercial_2027_Technical_GWh_Before Competition Groups_Condensing Make Up Air Unit
Commercial | Com ¦ High R-Value Glass Doors/no-heat glass door | 2027 | Technical | GWh | Before Competition Groups | 82.6455 | 0 | 0 | 20248.6069 | 0.0040815 | 44 | Commercial_2027_Technical_GWh_Before Competition Groups_44 | High R-Value Glass Doors/no-heat glass door | 0.4082% | 0 | 82.6455 | Commercial_2027_Technical_GWh_Before Competition Groups_High R-Value Glass Doors/no-heat glass door
Commercial | Com ¦ Freezer Case Light Sensor | 2027 | Technical | GWh | Before Competition Groups | 76.9072 | 0 | 0 | 20248.6069 | 0.0037981 | 45 | Commercial_2027_Technical_GWh_Before Competition Groups_45 | Freezer Case Light Sensor | 0.3798% | 0 | 76.9072 | Commercial_2027_Technical_GWh_Before Competition Groups_Freezer Case Light Sensor
Commercial | Com ¦ Evaporator Fan Controls | 2027 | Technical | GWh | Before Competition Groups | 75.0196 | 0 | 0 | 20248.6069 | 0.0037049 | 46 | Commercial_2027_Technical_GWh_Before Competition Groups_46 | Evaporator Fan Controls | 0.3705% | 0 | 75.0196 | Commercial_2027_Technical_GWh_Before Competition Groups_Evaporator Fan Controls
Commercial | Com ¦ Super-High Efficiency Furnaces (Emerging Tech) | 2027 | Technical | GWh | Before Competition Groups | 74.6065 | 0 | 0 | 20248.6069 | 0.0036845 | 47 | Commercial_2027_Technical_GWh_Before Competition Groups_47 | Super-High Efficiency Furnaces (Emerging Tech) | 0.3685% | 0 | 74.6065 | Commercial_2027_Technical_GWh_Before Competition Groups_Super-High Efficiency Furnaces (Emerging Tech)
Commercial | Com ¦ Occupancy Sensors | 2027 | Technical | GWh | Before Competition Groups | 73.0756 | 0 | 0 | 20248.6069 | 0.0036089 | 48 | Commercial_2027_Technical_GWh_Before Competition Groups_48 | Occupancy Sensors | 0.3609% | 0 | 73.0756 | Commercial_2027_Technical_GWh_Before Competition Groups_Occupancy Sensors
Commercial | Com ¦ HOTEL OCCUPANCY CONTROLS (HVAC + LIGHTING) | 2027 | Technical | GWh | Before Competition Groups | 65.8175 | 0 | 0 | 20248.6069 | 0.0032505 | 49 | Commercial_2027_Technical_GWh_Before Competition Groups_49 | HOTEL OCCUPANCY CONTROLS (HVAC + LIGHTING) | 0.325% | 0 | 65.8175 | Commercial_2027_Technical_GWh_Before Competition Groups_HOTEL OCCUPANCY CONTROLS (HVAC + LIGHTING)
Commercial | Com ¦ ENERGY STAR Refrigerator | 2027 | Technical | GWh | Before Competition Groups | 55.4637 | 0 | 0 | 20248.6069 | 0.0027391 | 50 | Commercial_2027_Technical_GWh_Before Competition Groups_50 | ENERGY STAR Refrigerator | 0.2739% | 0 | 55.4637 | Commercial_2027_Technical_GWh_Before Competition Groups_ENERGY STAR Refrigerator
Commercial | Com ¦ Refrigeration Commissioning | 2027 | Technical | GWh | Before Competition Groups | 51.4528 | 0 | 0 | 20248.6069 | 0.0025411 | 51 | Commercial_2027_Technical_GWh_Before Competition Groups_51 | Refrigeration Commissioning | 0.2541% | 0 | 51.4528 | Commercial_2027_Technical_GWh_Before Competition Groups_Refrigeration Commissioning
Commercial | Com ¦ Ground Source Heat Pump | 2027 | Technical | GWh | Before Competition Groups | 44.2753 | 0 | 0 | 20248.6069 | 0.0021866 | 52 | Commercial_2027_Technical_GWh_Before Competition Groups_52 | Ground Source Heat Pump | 0.2187% | 0 | 44.2753 | Commercial_2027_Technical_GWh_Before Competition Groups_Ground Source Heat Pump
Commercial | Com ¦ Elec Storage WH 2.30 Et | 2027 | Technical | GWh | Before Competition Groups | 41.5219 | 0 | 0 | 20248.6069 | 0.0020506 | 53 | Commercial_2027_Technical_GWh_Before Competition Groups_53 | Elec Storage WH 2.30 Et | 0.2051% | 0 | 41.5219 | Commercial_2027_Technical_GWh_Before Competition Groups_Elec Storage WH 2.30 Et
Commercial | Com ¦ BEVERAGE VENDING MACHINE CONTROLS | 2027 | Technical | GWh | Before Competition Groups | 38.9228 | 0 | 0 | 20248.6069 | 0.0019222 | 54 | Commercial_2027_Technical_GWh_Before Competition Groups_54 | BEVERAGE VENDING MACHINE CONTROLS | 0.1922% | 0 | 38.9228 | Commercial_2027_Technical_GWh_Before Competition Groups_BEVERAGE VENDING MACHINE CONTROLS
Commercial | Com ¦ Chilled Water Optimization | 2027 | Technical | GWh | Before Competition Groups | 31.6255 | 0 | 0 | 20248.6069 | 0.0015619 | 55 | Commercial_2027_Technical_GWh_Before Competition Groups_55 | Chilled Water Optimization | 0.1562% | 0 | 31.6255 | Commercial_2027_Technical_GWh_Before Competition Groups_Chilled Water Optimization
Commercial | Com ¦ ENERGY STAR Griddle (74% eff) | 2027 | Technical | GWh | Before Competition Groups | 30.5132 | 0 | 0 | 20248.6069 | 0.0015069 | 56 | Commercial_2027_Technical_GWh_Before Competition Groups_56 | ENERGY STAR Griddle (74% eff) | 0.1507% | 0 | 30.5132 | Commercial_2027_Technical_GWh_Before Competition Groups_ENERGY STAR Griddle (74% eff)
Commercial | Com ¦ Temperature Adjustment in Commercial Freezers | 2027 | Technical | GWh | Before Competition Groups | 28.6866 | 0 | 0 | 20248.6069 | 0.0014167 | 57 | Commercial_2027_Technical_GWh_Before Competition Groups_57 | Temperature Adjustment in Commercial Freezers | 0.1417% | 0 | 28.6866 | Commercial_2027_Technical_GWh_Before Competition Groups_Temperature Adjustment in Commercial Freezers
Commercial | Com ¦ CO Sensors for parking garage exhaust fans | 2027 | Technical | GWh | Before Competition Groups | 28.5009 | 0 | 0 | 20248.6069 | 0.0014076 | 58 | Commercial_2027_Technical_GWh_Before Competition Groups_58 | CO Sensors for parking garage exhaust fans | 0.1408% | 0 | 28.5009 | Commercial_2027_Technical_GWh_Before Competition Groups_CO Sensors for parking garage exhaust fans
Commercial | Com ¦ Energy Efficient Laboratory Fume Hood | 2027 | Technical | GWh | Before Competition Groups | 25.5498 | 0 | 0 | 20248.6069 | 0.0012618 | 59 | Commercial_2027_Technical_GWh_Before Competition Groups_59 | Energy Efficient Laboratory Fume Hood | 0.1262% | 0 | 25.5498 | Commercial_2027_Technical_GWh_Before Competition Groups_Energy Efficient Laboratory Fume Hood
Commercial | Com ¦ Anti-sweat heat (ASH) controls - Cooler/Freezer | 2027 | Technical | GWh | Before Competition Groups | 24.514 | 0 | 0 | 20248.6069 | 0.0012106 | 60 | Commercial_2027_Technical_GWh_Before Competition Groups_60 | Anti-sweat heat (ASH) controls - Cooler/Freezer | 0.1211% | 0 | 24.514 | Commercial_2027_Technical_GWh_Before Competition Groups_Anti-sweat heat (ASH) controls - Cooler/Freezer
Commercial | Com ¦ Water Source Heat Pump (4 ton) | 2027 | Technical | GWh | Before Competition Groups | 23.8137 | 0 | 0 | 20248.6069 | 0.0011761 | 61 | Commercial_2027_Technical_GWh_Before Competition Groups_61 | Water Source Heat Pump (4 ton) | 0.1176% | 0 | 23.8137 | Commercial_2027_Technical_GWh_Before Competition Groups_Water Source Heat Pump (4 ton)
Commercial | Com ¦ Vertical Night Covers | 2027 | Technical | GWh | Before Competition Groups | 22.2531 | 0 | 0 | 20248.6069 | 0.001099 | 62 | Commercial_2027_Technical_GWh_Before Competition Groups_62 | Vertical Night Covers | 0.1099% | 0 | 22.2531 | Commercial_2027_Technical_GWh_Before Competition Groups_Vertical Night Covers
Commercial | Com ¦ Duct Insulation, R8 | 2027 | Technical | GWh | Before Competition Groups | 19.8112 | 0 | 0 | 20248.6069 | 0.0009784 | 63 | Commercial_2027_Technical_GWh_Before Competition Groups_63 | Duct Insulation, R8 | 0.09784% | 0 | 19.8112 | Commercial_2027_Technical_GWh_Before Competition Groups_Duct Insulation, R8
Commercial | Com ¦ Water Heating (DHW) Pipe Insulation (Add 3/4\ Foam)" | 2027 | Technical | GWh | Before Competition Groups | 19.1535 | 0 | 0 | 20248.6069 | 0.00094592 | 64 | Commercial_2027_Technical_GWh_Before Competition Groups_64 | Water Heating (DHW) Pipe Insulation (Add 3/4\ Foam)" | 0.09459% | 0 | 19.1535 | Commercial_2027_Technical_GWh_Before Competition Groups_Water Heating (DHW) Pipe Insulation (Add 3/4\ Foam)"
Commercial | Com ¦ Outside Air Economizer | 2027 | Technical | GWh | Before Competition Groups | 16.677 | 0 | 0 | 20248.6069 | 0.00082361 | 65 | Commercial_2027_Technical_GWh_Before Competition Groups_65 | Outside Air Economizer | 0.08236% | 0 | 16.677 | Commercial_2027_Technical_GWh_Before Competition Groups_Outside Air Economizer
Commercial | Com ¦ Roof Insulation/Ceiling Insulation (R25 Code to R35) | 2027 | Technical | GWh | Before Competition Groups | 13.3227 | 0 | 0 | 20248.6069 | 0.00065796 | 66 | Commercial_2027_Technical_GWh_Before Competition Groups_66 | Roof Insulation/Ceiling Insulation (R25 Code to R35) | 0.0658% | 0 | 13.3227 | Commercial_2027_Technical_GWh_Before Competition Groups_Roof Insulation/Ceiling Insulation (R25 Code to R35)
Commercial | Com ¦ Suction Pipe Insulation Freezer/Refrigerator | 2027 | Technical | GWh | Before Competition Groups | 12.1622 | 0 | 0 | 20248.6069 | 0.00060064 | 67 | Commercial_2027_Technical_GWh_Before Competition Groups_67 | Suction Pipe Insulation Freezer/Refrigerator | 0.06006% | 0 | 12.1622 | Commercial_2027_Technical_GWh_Before Competition Groups_Suction Pipe Insulation Freezer/Refrigerator
Commercial | Com ¦ High Efficiency Small Instantaneous Water Heater | 2027 | Technical | GWh | Before Competition Groups | 11.4111 | 0 | 0 | 20248.6069 | 0.00056355 | 68 | Commercial_2027_Technical_GWh_Before Competition Groups_68 | High Efficiency Small Instantaneous Water Heater | 0.05635% | 0 | 11.4111 | Commercial_2027_Technical_GWh_Before Competition Groups_High Efficiency Small Instantaneous Water Heater
Commercial | Com ¦ ENERGY STAR Fryer (84% eff) | 2027 | Technical | GWh | Before Competition Groups | 10.806 | 0 | 0 | 20248.6069 | 0.00053367 | 69 | Commercial_2027_Technical_GWh_Before Competition Groups_69 | ENERGY STAR Fryer (84% eff) | 0.05337% | 0 | 10.806 | Commercial_2027_Technical_GWh_Before Competition Groups_ENERGY STAR Fryer (84% eff)
Commercial | Com ¦ ENERGY STAR Dishwasher | 2027 | Technical | GWh | Before Competition Groups | 10.6852 | 0 | 0 | 20248.6069 | 0.0005277 | 70 | Commercial_2027_Technical_GWh_Before Competition Groups_70 | ENERGY STAR Dishwasher | 0.05277% | 0 | 10.6852 | Commercial_2027_Technical_GWh_Before Competition Groups_ENERGY STAR Dishwasher
Commercial | Com ¦ LED RECESSED DOWNLIGHTS | 2027 | Technical | GWh | Before Competition Groups | 10.0464 | 0 | 0 | 20248.6069 | 0.00049615 | 71 | Commercial_2027_Technical_GWh_Before Competition Groups_71 | LED RECESSED DOWNLIGHTS | 0.04962% | 0 | 10.0464 | Commercial_2027_Technical_GWh_Before Competition Groups_LED RECESSED DOWNLIGHTS
Commercial | Com ¦ Evaporator Coil Defrost (Cooler) | 2027 | Technical | GWh | Before Competition Groups | 10.0229 | 0 | 0 | 20248.6069 | 0.00049499 | 72 | Commercial_2027_Technical_GWh_Before Competition Groups_72 | Evaporator Coil Defrost (Cooler) | 0.0495% | 0 | 10.0229 | Commercial_2027_Technical_GWh_Before Competition Groups_Evaporator Coil Defrost (Cooler)
Commercial | Com ¦ Ozone Laundry Treatment | 2027 | Technical | GWh | Before Competition Groups | 6.2668 | 0 | 0 | 20248.6069 | 0.00030949 | 73 | Commercial_2027_Technical_GWh_Before Competition Groups_73 | Ozone Laundry Treatment | 0.03095% | 0 | 6.2668 | Commercial_2027_Technical_GWh_Before Competition Groups_Ozone Laundry Treatment
Commercial | Com ¦ SYNCHRONOUS BELT | 2027 | Technical | GWh | Before Competition Groups | 5.9634 | 0 | 0 | 20248.6069 | 0.00029451 | 74 | Commercial_2027_Technical_GWh_Before Competition Groups_74 | SYNCHRONOUS BELT | 0.02945% | 0 | 5.9634 | Commercial_2027_Technical_GWh_Before Competition Groups_SYNCHRONOUS BELT
Commercial | Com ¦ ENERGY STAR Steam Cookers | 2027 | Technical | GWh | Before Competition Groups | 5.2947 | 0 | 0 | 20248.6069 | 0.00026148 | 75 | Commercial_2027_Technical_GWh_Before Competition Groups_75 | ENERGY STAR Steam Cookers | 0.02615% | 0 | 5.2947 | Commercial_2027_Technical_GWh_Before Competition Groups_ENERGY STAR Steam Cookers
Commercial | Com ¦ Efficient compressor motor | 2027 | Technical | GWh | Before Competition Groups | 4.7019 | 0 | 0 | 20248.6069 | 0.00023221 | 76 | Commercial_2027_Technical_GWh_Before Competition Groups_76 | Efficient compressor motor | 0.02322% | 0 | 4.7019 | Commercial_2027_Technical_GWh_Before Competition Groups_Efficient compressor motor
Commercial | Com ¦ Demand controlled Circulating Systems | 2027 | Technical | GWh | Before Competition Groups | 4.1044 | 0 | 0 | 20248.6069 | 0.0002027 | 77 | Commercial_2027_Technical_GWh_Before Competition Groups_77 | Demand controlled Circulating Systems | 0.02027% | 0 | 4.1044 | Commercial_2027_Technical_GWh_Before Competition Groups_Demand controlled Circulating Systems
Commercial | Com ¦ Notched V belts for HVAC Systems | 2027 | Technical | GWh | Before Competition Groups | 2.9817 | 0 | 0 | 20248.6069 | 0.00014725 | 78 | Commercial_2027_Technical_GWh_Before Competition Groups_78 | Notched V belts for HVAC Systems | 0.01473% | 0 | 2.9817 | Commercial_2027_Technical_GWh_Before Competition Groups_Notched V belts for HVAC Systems
Commercial | Com ¦ ECM MOTORS FOR HVAC APPLICATION (FAN-POWERED VAV BOX) | 2027 | Technical | GWh | Before Competition Groups | 2.6623 | 0 | 0 | 20248.6069 | 0.00013148 | 79 | Commercial_2027_Technical_GWh_Before Competition Groups_79 | ECM MOTORS FOR HVAC APPLICATION (FAN-POWERED VAV BOX) | 0.01315% | 0 | 2.6623 | Commercial_2027_Technical_GWh_Before Competition Groups_ECM MOTORS FOR HVAC APPLICATION (FAN-POWERED VAV BOX)
Commercial | Com ¦ Solar Water Preheat (Pools/DHW) | 2027 | Technical | GWh | Before Competition Groups | 2.5227 | 0 | 0 | 20248.6069 | 0.00012459 | 80 | Commercial_2027_Technical_GWh_Before Competition Groups_80 | Solar Water Preheat (Pools/DHW) | 0.01246% | 0 | 2.5227 | Commercial_2027_Technical_GWh_Before Competition Groups_Solar Water Preheat (Pools/DHW)
Commercial | Com ¦ Wall Insulation | 2027 | Technical | GWh | Before Competition Groups | 2.3838 | 0 | 0 | 20248.6069 | 0.00011773 | 81 | Commercial_2027_Technical_GWh_Before Competition Groups_81 | Wall Insulation | 0.01177% | 0 | 2.3838 | Commercial_2027_Technical_GWh_Before Competition Groups_Wall Insulation
Commercial | Com ¦ Solar Preheat Make up Air | 2027 | Technical | GWh | Before Competition Groups | 2.3541 | 0 | 0 | 20248.6069 | 0.00011626 | 82 | Commercial_2027_Technical_GWh_Before Competition Groups_82 | Solar Preheat Make up Air | 0.01163% | 0 | 2.3541 | Commercial_2027_Technical_GWh_Before Competition Groups_Solar Preheat Make up Air
Commercial | Com ¦ Thermostat Setback | 2027 | Technical | GWh | Before Competition Groups | 2.2517 | 0 | 0 | 20248.6069 | 0.0001112 | 83 | Commercial_2027_Technical_GWh_Before Competition Groups_83 | Thermostat Setback | 0.01112% | 0 | 2.2517 | Commercial_2027_Technical_GWh_Before Competition Groups_Thermostat Setback
Commercial | Com ¦ Heat Pump Water Heater (50 Gallons) | 2027 | Technical | GWh | Before Competition Groups | 2.175 | 0 | 0 | 20248.6069 | 0.00010741 | 84 | Commercial_2027_Technical_GWh_Before Competition Groups_84 | Heat Pump Water Heater (50 Gallons) | 0.01074% | 0 | 2.175 | Commercial_2027_Technical_GWh_Before Competition Groups_Heat Pump Water Heater (50 Gallons)
Commercial | Com ¦ Room AC (w/ louvered sides) 14 SEER from 12 SEER code | 2027 | Technical | GWh | Before Competition Groups | 1.9551 | 0 | 0 | 20248.6069 | 9.6554e-05 | 85 | Commercial_2027_Technical_GWh_Before Competition Groups_85 | Room AC (w/ louvered sides) 14 SEER from 12 SEER code | 0.009655% | 0 | 1.9551 | Commercial_2027_Technical_GWh_Before Competition Groups_Room AC (w/ louvered sides) 14 SEER from 12 SEER code
Commercial | Com ¦ PTAC (12 EER/10,000 BTU) | 2027 | Technical | GWh | Before Competition Groups | 1.7937 | 0 | 0 | 20248.6069 | 8.8585e-05 | 86 | Commercial_2027_Technical_GWh_Before Competition Groups_86 | PTAC (12 EER/10,000 BTU) | 0.008858% | 0 | 1.7937 | Commercial_2027_Technical_GWh_Before Competition Groups_PTAC (12 EER/10,000 BTU)
Commercial | Com ¦ Commercial Hot Food Holding Cabinets | 2027 | Technical | GWh | Before Competition Groups | 1.5341 | 0 | 0 | 20248.6069 | 7.5764e-05 | 87 | Commercial_2027_Technical_GWh_Before Competition Groups_87 | Commercial Hot Food Holding Cabinets | 0.007576% | 0 | 1.5341 | Commercial_2027_Technical_GWh_Before Competition Groups_Commercial Hot Food Holding Cabinets
Commercial | Com ¦ Auto Off Time Switch or Time Clock control | 2027 | Technical | GWh | Before Competition Groups | 1.3081 | 0 | 0 | 20248.6069 | 6.4604e-05 | 88 | Commercial_2027_Technical_GWh_Before Competition Groups_88 | Auto Off Time Switch or Time Clock control | 0.00646% | 0 | 1.3081 | Commercial_2027_Technical_GWh_Before Competition Groups_Auto Off Time Switch or Time Clock control
Commercial | Com ¦ CEE Tier 2/Energy Star Clothes Washers | 2027 | Technical | GWh | Before Competition Groups | 1.1853 | 0 | 0 | 20248.6069 | 5.8535e-05 | 89 | Commercial_2027_Technical_GWh_Before Competition Groups_89 | CEE Tier 2/Energy Star Clothes Washers | 0.005854% | 0 | 1.1853 | Commercial_2027_Technical_GWh_Before Competition Groups_CEE Tier 2/Energy Star Clothes Washers
Commercial | COM ¦ Ductless Mini-Split Heat Pumps | 2027 | Technical | GWh | Before Competition Groups | 0.9682 | 0 | 0 | 20248.6069 | 4.7815e-05 | 90 | Commercial_2027_Technical_GWh_Before Competition Groups_90 | Ductless Mini-Split Heat Pumps | 0.004782% | 0 | 0.9682 | Commercial_2027_Technical_GWh_Before Competition Groups_Ductless Mini-Split Heat Pumps
Commercial | Com ¦ Solar Electric Water Heater (50 Gallon) | 2027 | Technical | GWh | Before Competition Groups | 0.92841 | 0 | 0 | 20248.6069 | 4.585e-05 | 91 | Commercial_2027_Technical_GWh_Before Competition Groups_91 | Solar Electric Water Heater (50 Gallon) | 0.004585% | 0 | 0.92841 | Commercial_2027_Technical_GWh_Before Competition Groups_Solar Electric Water Heater (50 Gallon)
Commercial | Com ¦ Low Flow Pre-Rinse Spray Nozzle | 2027 | Technical | GWh | Before Competition Groups | 0.77286 | 0 | 0 | 20248.6069 | 3.8168e-05 | 92 | Commercial_2027_Technical_GWh_Before Competition Groups_92 | Low Flow Pre-Rinse Spray Nozzle | 0.003817% | 0 | 0.77286 | Commercial_2027_Technical_GWh_Before Competition Groups_Low Flow Pre-Rinse Spray Nozzle
Commercial | Com ¦ HVAC Optimization | 2027 | Technical | GWh | Before Competition Groups | 0.72667 | 0 | 0 | 20248.6069 | 3.5887e-05 | 93 | Commercial_2027_Technical_GWh_Before Competition Groups_93 | HVAC Optimization | 0.003589% | 0 | 0.72667 | Commercial_2027_Technical_GWh_Before Competition Groups_HVAC Optimization
Commercial | Com ¦ High Efficiency Chiller (avg of water and air cooled) | 2027 | Technical | GWh | Before Competition Groups | 0.43213 | 0 | 0 | 20248.6069 | 2.1341e-05 | 94 | Commercial_2027_Technical_GWh_Before Competition Groups_94 | High Efficiency Chiller (avg of water and air cooled) | 0.002134% | 0 | 0.43213 | Commercial_2027_Technical_GWh_Before Competition Groups_High Efficiency Chiller (avg of water and air cooled)
Commercial | Com ¦ EC Plug Fan for Data Center (under cabinet) | 2027 | Technical | GWh | Before Competition Groups | 0.18794 | 0 | 0 | 20248.6069 | 9.2814e-06 | 95 | Commercial_2027_Technical_GWh_Before Competition Groups_95 | EC Plug Fan for Data Center (under cabinet) | 0.0009281% | 0 | 0.18794 | Commercial_2027_Technical_GWh_Before Competition Groups_EC Plug Fan for Data Center (under cabinet)
Commercial | Com ¦ eCube | 2027 | Technical | GWh | Before Competition Groups | 0.15725 | 0 | 0 | 20248.6069 | 7.7659e-06 | 96 | Commercial_2027_Technical_GWh_Before Competition Groups_96 | eCube | 0.0007766% | 0 | 0.15725 | Commercial_2027_Technical_GWh_Before Competition Groups_eCube
Commercial | Com ¦ Exterior Photocell | 2027 | Technical | GWh | Before Competition Groups | 0.068087 | 0 | 0 | 20248.6069 | 3.3625e-06 | 97 | Commercial_2027_Technical_GWh_Before Competition Groups_97 | Exterior Photocell | 0.0003363% | 0 | 0.068087 | Commercial_2027_Technical_GWh_Before Competition Groups_Exterior Photocell
Commercial | Com ¦ Air Curtains | 2027 | Technical | GWh | Before Competition Groups | 0.053609 | 0 | 0 | 20248.6069 | 2.6475e-06 | 98 | Commercial_2027_Technical_GWh_Before Competition Groups_98 | Air Curtains | 0.0002648% | 0 | 0.053609 | Commercial_2027_Technical_GWh_Before Competition Groups_Air Curtains
Commercial | Com ¦ VSD Air Compressor | 2027 | Technical | GWh | Before Competition Groups | 0.036749 | 0 | 0 | 20248.6069 | 1.8149e-06 | 99 | Commercial_2027_Technical_GWh_Before Competition Groups_99 | VSD Air Compressor | 0.0001815% | 0 | 0.036749 | Commercial_2027_Technical_GWh_Before Competition Groups_VSD Air Compressor
Commercial | Com ¦ High Efficiency Induction Cooking | 2027 | Technical | GWh | Before Competition Groups | 0.0075222 | 0 | 0 | 20248.6069 | 3.7149e-07 | 100 | Commercial_2027_Technical_GWh_Before Competition Groups_100 | High Efficiency Induction Cooking | 3.715e-05% | 0 | 0.0075222 | Commercial_2027_Technical_GWh_Before Competition Groups_High Efficiency Induction Cooking
Commercial | Com ¦ Electric Convection Combination Ovens | 2027 | Technical | GWh | Before Competition Groups | 0.0028609 | 0 | 0 | 20248.6069 | 1.4129e-07 | 101 | Commercial_2027_Technical_GWh_Before Competition Groups_101 | Electric Convection Combination Ovens | 1.413e-05% | 0 | 0.0028609 | Commercial_2027_Technical_GWh_Before Competition Groups_Electric Convection Combination Ovens
Commercial | Com ¦ Building Recommissioning, Operations and Maintenance (O&M) Improvements | 2028 | Economic | GWh | Before Competition Groups | 2122.138 | 0 | 0 | 13788.9809 | 0.1539 | 1 | Commercial_2028_Economic_GWh_Before Competition Groups_1 | Building Recommissioning, Operations and Maintenance (O&M) Improvements | 15.39% | 0 | 2122.138 | Commercial_2028_Economic_GWh_Before Competition Groups_Building Recommissioning, Operations and Maintenance (O&M) Improvements
Commercial | Com ¦ LED Low/High Bay | 2028 | Economic | GWh | Before Competition Groups | 1256.7025 | 0 | 0 | 13788.9809 | 0.091138 | 2 | Commercial_2028_Economic_GWh_Before Competition Groups_2 | LED Low/High Bay | 9.114% | 0 | 1256.7025 | Commercial_2028_Economic_GWh_Before Competition Groups_LED Low/High Bay
Commercial | Com ¦ LED Troffer/Surface/Suspended | 2028 | Economic | GWh | Before Competition Groups | 1059.8535 | 0 | 0 | 13788.9809 | 0.076862 | 3 | Commercial_2028_Economic_GWh_Before Competition Groups_3 | LED Troffer/Surface/Suspended | 7.686% | 0 | 1059.8535 | Commercial_2028_Economic_GWh_Before Competition Groups_LED Troffer/Surface/Suspended
Commercial | Com ¦ ENERGY STAR LED LAMPS (REFLECTOR LAMPs/MR16/PAR 16) | 2028 | Economic | GWh | Before Competition Groups | 918.2293 | 0 | 0 | 13788.9809 | 0.066592 | 4 | Commercial_2028_Economic_GWh_Before Competition Groups_4 | ENERGY STAR LED LAMPS (REFLECTOR LAMPs/MR16/PAR 16) | 6.659% | 0 | 918.2293 | Commercial_2028_Economic_GWh_Before Competition Groups_ENERGY STAR LED LAMPS (REFLECTOR LAMPs/MR16/PAR 16)
Commercial | Com ¦ Education and Capacity Building/Energy Behavior | 2028 | Economic | GWh | Before Competition Groups | 791.0417 | 0 | 0 | 13788.9809 | 0.057368 | 5 | Commercial_2028_Economic_GWh_Before Competition Groups_5 | Education and Capacity Building/Energy Behavior | 5.737% | 0 | 791.0417 | Commercial_2028_Economic_GWh_Before Competition Groups_Education and Capacity Building/Energy Behavior
Commercial | Com ¦ LED EXTERIOR AREA LIGHTS - LED fixture (200W) | 2028 | Economic | GWh | Before Competition Groups | 616.5308 | 0 | 0 | 13788.9809 | 0.044712 | 6 | Commercial_2028_Economic_GWh_Before Competition Groups_6 | LED EXTERIOR AREA LIGHTS - LED fixture (200W) | 4.471% | 0 | 616.5308 | Commercial_2028_Economic_GWh_Before Competition Groups_LED EXTERIOR AREA LIGHTS - LED fixture (200W)
Commercial | Com ¦ LED parking lot fixture | 2028 | Economic | GWh | Before Competition Groups | 591.4865 | 0 | 0 | 13788.9809 | 0.042896 | 7 | Commercial_2028_Economic_GWh_Before Competition Groups_7 | LED parking lot fixture | 4.29% | 0 | 591.4865 | Commercial_2028_Economic_GWh_Before Competition Groups_LED parking lot fixture
Commercial | Com ¦ Furnace Tune-Up | 2028 | Economic | GWh | Before Competition Groups | 582.7256 | 0 | 0 | 13788.9809 | 0.04226 | 8 | Commercial_2028_Economic_GWh_Before Competition Groups_8 | Furnace Tune-Up | 4.226% | 0 | 582.7256 | Commercial_2028_Economic_GWh_Before Competition Groups_Furnace Tune-Up
Commercial | Com ¦ LED Replacement Lamp (Tube) | 2028 | Economic | GWh | Before Competition Groups | 509.7529 | 0 | 0 | 13788.9809 | 0.036968 | 9 | Commercial_2028_Economic_GWh_Before Competition Groups_9 | LED Replacement Lamp (Tube) | 3.697% | 0 | 509.7529 | Commercial_2028_Economic_GWh_Before Competition Groups_LED Replacement Lamp (Tube)
Commercial | Com ¦ High Efficiency Air Source Heat Pump | 2028 | Economic | GWh | Before Competition Groups | 474.6549 | 0 | 0 | 13788.9809 | 0.034423 | 10 | Commercial_2028_Economic_GWh_Before Competition Groups_10 | High Efficiency Air Source Heat Pump | 3.442% | 0 | 474.6549 | Commercial_2028_Economic_GWh_Before Competition Groups_High Efficiency Air Source Heat Pump
Commercial | Com ¦ LED street light fixture | 2028 | Economic | GWh | Before Competition Groups | 366.8378 | 0 | 0 | 13788.9809 | 0.026604 | 11 | Commercial_2028_Economic_GWh_Before Competition Groups_11 | LED street light fixture | 2.66% | 0 | 366.8378 | Commercial_2028_Economic_GWh_Before Competition Groups_LED street light fixture
Commercial | Com ¦ Advanced BAS/Controllers | 2028 | Economic | GWh | Before Competition Groups | 324.2318 | 0 | 0 | 13788.9809 | 0.023514 | 12 | Commercial_2028_Economic_GWh_Before Competition Groups_12 | Advanced BAS/Controllers | 2.351% | 0 | 324.2318 | Commercial_2028_Economic_GWh_Before Competition Groups_Advanced BAS/Controllers
Commercial | Com ¦ LLLC - Low Impact Application | 2028 | Economic | GWh | Before Competition Groups | 299.3977 | 0 | 0 | 13788.9809 | 0.021713 | 13 | Commercial_2028_Economic_GWh_Before Competition Groups_13 | LLLC - Low Impact Application | 2.171% | 0 | 299.3977 | Commercial_2028_Economic_GWh_Before Competition Groups_LLLC - Low Impact Application
Commercial | Com ¦ Data Center Storage/Server Virtualization | 2028 | Economic | GWh | Before Competition Groups | 294.4838 | 0 | 0 | 13788.9809 | 0.021356 | 14 | Commercial_2028_Economic_GWh_Before Competition Groups_14 | Data Center Storage/Server Virtualization | 2.136% | 0 | 294.4838 | Commercial_2028_Economic_GWh_Before Competition Groups_Data Center Storage/Server Virtualization
Commercial | Com ¦ Demand Control Ventilation | 2028 | Economic | GWh | Before Competition Groups | 281.0933 | 0 | 0 | 13788.9809 | 0.020385 | 15 | Commercial_2028_Economic_GWh_Before Competition Groups_15 | Demand Control Ventilation | 2.039% | 0 | 281.0933 | Commercial_2028_Economic_GWh_Before Competition Groups_Demand Control Ventilation
Commercial | Com ¦ Strip Curtains | 2028 | Economic | GWh | Before Competition Groups | 240.0837 | 0 | 0 | 13788.9809 | 0.017411 | 16 | Commercial_2028_Economic_GWh_Before Competition Groups_16 | Strip Curtains | 1.741% | 0 | 240.0837 | Commercial_2028_Economic_GWh_Before Competition Groups_Strip Curtains
Commercial | Com ¦ Reach-in Shaded Pole to ECM/PSC Evaporator Fan Motor | 2028 | Economic | GWh | Before Competition Groups | 238.3622 | 0 | 0 | 13788.9809 | 0.017286 | 17 | Commercial_2028_Economic_GWh_Before Competition Groups_17 | Reach-in Shaded Pole to ECM/PSC Evaporator Fan Motor | 1.729% | 0 | 238.3622 | Commercial_2028_Economic_GWh_Before Competition Groups_Reach-in Shaded Pole to ECM/PSC Evaporator Fan Motor
Commercial | Com ¦ Refrigerated Display Case Doors | 2028 | Economic | GWh | Before Competition Groups | 224.5621 | 0 | 0 | 13788.9809 | 0.016286 | 18 | Commercial_2028_Economic_GWh_Before Competition Groups_18 | Refrigerated Display Case Doors | 1.629% | 0 | 224.5621 | Commercial_2028_Economic_GWh_Before Competition Groups_Refrigerated Display Case Doors
Commercial | Com ¦ LLLC - High Impact Application | 2028 | Economic | GWh | Before Competition Groups | 222.022 | 0 | 0 | 13788.9809 | 0.016101 | 19 | Commercial_2028_Economic_GWh_Before Competition Groups_19 | LLLC - High Impact Application | 1.61% | 0 | 222.022 | Commercial_2028_Economic_GWh_Before Competition Groups_LLLC - High Impact Application
Commercial | Com ¦ Centrally controlled desktop PC/NETWORK PC POWER MANAGEMENT SOFTWARE | 2028 | Economic | GWh | Before Competition Groups | 194.1339 | 0 | 0 | 13788.9809 | 0.014079 | 20 | Commercial_2028_Economic_GWh_Before Competition Groups_20 | Centrally controlled desktop PC/NETWORK PC POWER MANAGEMENT SOFTWARE | 1.408% | 0 | 194.1339 | Commercial_2028_Economic_GWh_Before Competition Groups_Centrally controlled desktop PC/NETWORK PC POWER MANAGEMENT SOFTWARE
Commercial | Com ¦ Variable Frequency Drive (VFD) | 2028 | Economic | GWh | Before Competition Groups | 193.1528 | 0 | 0 | 13788.9809 | 0.014008 | 21 | Commercial_2028_Economic_GWh_Before Competition Groups_21 | Variable Frequency Drive (VFD) | 1.401% | 0 | 193.1528 | Commercial_2028_Economic_GWh_Before Competition Groups_Variable Frequency Drive (VFD)
Commercial | Com ¦ VFD on Pumps | 2028 | Economic | GWh | Before Competition Groups | 180.768 | 0 | 0 | 13788.9809 | 0.01311 | 22 | Commercial_2028_Economic_GWh_Before Competition Groups_22 | VFD on Pumps | 1.311% | 0 | 180.768 | Commercial_2028_Economic_GWh_Before Competition Groups_VFD on Pumps
Commercial | Com ¦ LED or Equivalent Sign Lighting | 2028 | Economic | GWh | Before Competition Groups | 164.7043 | 0 | 0 | 13788.9809 | 0.011945 | 23 | Commercial_2028_Economic_GWh_Before Competition Groups_23 | LED or Equivalent Sign Lighting | 1.194% | 0 | 164.7043 | Commercial_2028_Economic_GWh_Before Competition Groups_LED or Equivalent Sign Lighting
Commercial | Com ¦ Air Handler with Dedicated Outdoor Air Systems | 2028 | Economic | GWh | Before Competition Groups | 147.4214 | 0 | 0 | 13788.9809 | 0.010691 | 24 | Commercial_2028_Economic_GWh_Before Competition Groups_24 | Air Handler with Dedicated Outdoor Air Systems | 1.069% | 0 | 147.4214 | Commercial_2028_Economic_GWh_Before Competition Groups_Air Handler with Dedicated Outdoor Air Systems
Commercial | Com ¦ Adaptive Thermostats | 2028 | Economic | GWh | Before Competition Groups | 141.8736 | 0 | 0 | 13788.9809 | 0.010289 | 25 | Commercial_2028_Economic_GWh_Before Competition Groups_25 | Adaptive Thermostats | 1.029% | 0 | 141.8736 | Commercial_2028_Economic_GWh_Before Competition Groups_Adaptive Thermostats
Commercial | Com ¦ Unitary Air-Conditioning Unit | 2028 | Economic | GWh | Before Competition Groups | 141.278 | 0 | 0 | 13788.9809 | 0.010246 | 26 | Commercial_2028_Economic_GWh_Before Competition Groups_26 | Unitary Air-Conditioning Unit | 1.025% | 0 | 141.278 | Commercial_2028_Economic_GWh_Before Competition Groups_Unitary Air-Conditioning Unit
Commercial | Com ¦ ENERGY STAR LED LAMPS (General Service Lamps) | 2028 | Economic | GWh | Before Competition Groups | 118.0981 | 0 | 0 | 13788.9809 | 0.0085647 | 27 | Commercial_2028_Economic_GWh_Before Competition Groups_27 | ENERGY STAR LED LAMPS (General Service Lamps) | 0.8565% | 0 | 118.0981 | Commercial_2028_Economic_GWh_Before Competition Groups_ENERGY STAR LED LAMPS (General Service Lamps)
Commercial | Com ¦ ECM MOTORS FOR EVAPORATOR FANS for refrigeration (WALK-IN) | 2028 | Economic | GWh | Before Competition Groups | 91.5004 | 0 | 0 | 13788.9809 | 0.0066358 | 28 | Commercial_2028_Economic_GWh_Before Competition Groups_28 | ECM MOTORS FOR EVAPORATOR FANS for refrigeration (WALK-IN) | 0.6636% | 0 | 91.5004 | Commercial_2028_Economic_GWh_Before Competition Groups_ECM MOTORS FOR EVAPORATOR FANS for refrigeration (WALK-IN)
Commercial | Com ¦ Demand Control Kitchen Ventilation | 2028 | Economic | GWh | Before Competition Groups | 90.4483 | 0 | 0 | 13788.9809 | 0.0065595 | 29 | Commercial_2028_Economic_GWh_Before Competition Groups_29 | Demand Control Kitchen Ventilation | 0.6559% | 0 | 90.4483 | Commercial_2028_Economic_GWh_Before Competition Groups_Demand Control Kitchen Ventilation
Commercial | Com ¦ Condensing Unit Heaters or other Efficient Unit Heating System | 2028 | Economic | GWh | Before Competition Groups | 87.6918 | 0 | 0 | 13788.9809 | 0.0063596 | 30 | Commercial_2028_Economic_GWh_Before Competition Groups_30 | Condensing Unit Heaters or other Efficient Unit Heating System | 0.636% | 0 | 87.6918 | Commercial_2028_Economic_GWh_Before Competition Groups_Condensing Unit Heaters or other Efficient Unit Heating System
Commercial | Com ¦ Refrigerated Display Case LED | 2028 | Economic | GWh | Before Competition Groups | 82.6091 | 0 | 0 | 13788.9809 | 0.005991 | 31 | Commercial_2028_Economic_GWh_Before Competition Groups_31 | Refrigerated Display Case LED | 0.5991% | 0 | 82.6091 | Commercial_2028_Economic_GWh_Before Competition Groups_Refrigerated Display Case LED
Commercial | Com ¦ Freezer Case Light Sensor | 2028 | Economic | GWh | Before Competition Groups | 75.3614 | 0 | 0 | 13788.9809 | 0.0054653 | 32 | Commercial_2028_Economic_GWh_Before Competition Groups_32 | Freezer Case Light Sensor | 0.5465% | 0 | 75.3614 | Commercial_2028_Economic_GWh_Before Competition Groups_Freezer Case Light Sensor
Commercial | Com ¦ Occupancy Sensors | 2028 | Economic | GWh | Before Competition Groups | 73.6602 | 0 | 0 | 13788.9809 | 0.005342 | 33 | Commercial_2028_Economic_GWh_Before Competition Groups_33 | Occupancy Sensors | 0.5342% | 0 | 73.6602 | Commercial_2028_Economic_GWh_Before Competition Groups_Occupancy Sensors
Commercial | Com ¦ Evaporator Fan Controls | 2028 | Economic | GWh | Before Competition Groups | 73.5117 | 0 | 0 | 13788.9809 | 0.0053312 | 34 | Commercial_2028_Economic_GWh_Before Competition Groups_34 | Evaporator Fan Controls | 0.5331% | 0 | 73.5117 | Commercial_2028_Economic_GWh_Before Competition Groups_Evaporator Fan Controls
Commercial | Com ¦ Door Gasket Freezer/Refrigerator | 2028 | Economic | GWh | Before Competition Groups | 43.8775 | 0 | 0 | 13788.9809 | 0.0031821 | 35 | Commercial_2028_Economic_GWh_Before Competition Groups_35 | Door Gasket Freezer/Refrigerator | 0.3182% | 0 | 43.8775 | Commercial_2028_Economic_GWh_Before Competition Groups_Door Gasket Freezer/Refrigerator
Commercial | Com ¦ Elec Storage WH 2.30 Et | 2028 | Economic | GWh | Before Competition Groups | 42.7122 | 0 | 0 | 13788.9809 | 0.0030976 | 36 | Commercial_2028_Economic_GWh_Before Competition Groups_36 | Elec Storage WH 2.30 Et | 0.3098% | 0 | 42.7122 | Commercial_2028_Economic_GWh_Before Competition Groups_Elec Storage WH 2.30 Et
Commercial | Com ¦ BEVERAGE VENDING MACHINE CONTROLS | 2028 | Economic | GWh | Before Competition Groups | 39.6241 | 0 | 0 | 13788.9809 | 0.0028736 | 37 | Commercial_2028_Economic_GWh_Before Competition Groups_37 | BEVERAGE VENDING MACHINE CONTROLS | 0.2874% | 0 | 39.6241 | Commercial_2028_Economic_GWh_Before Competition Groups_BEVERAGE VENDING MACHINE CONTROLS
Commercial | Com ¦ Chilled Water Optimization | 2028 | Economic | GWh | Before Competition Groups | 34.4167 | 0 | 0 | 13788.9809 | 0.002496 | 38 | Commercial_2028_Economic_GWh_Before Competition Groups_38 | Chilled Water Optimization | 0.2496% | 0 | 34.4167 | Commercial_2028_Economic_GWh_Before Competition Groups_Chilled Water Optimization
Commercial | Com ¦ Networked/Connected - Low Impact Application | 2028 | Economic | GWh | Before Competition Groups | 33.1732 | 0 | 0 | 13788.9809 | 0.0024058 | 39 | Commercial_2028_Economic_GWh_Before Competition Groups_39 | Networked/Connected - Low Impact Application | 0.2406% | 0 | 33.1732 | Commercial_2028_Economic_GWh_Before Competition Groups_Networked/Connected - Low Impact Application
Commercial | Com ¦ ENERGY STAR Griddle (74% eff) | 2028 | Economic | GWh | Before Competition Groups | 32.9016 | 0 | 0 | 13788.9809 | 0.0023861 | 40 | Commercial_2028_Economic_GWh_Before Competition Groups_40 | ENERGY STAR Griddle (74% eff) | 0.2386% | 0 | 32.9016 | Commercial_2028_Economic_GWh_Before Competition Groups_ENERGY STAR Griddle (74% eff)
Commercial | Com ¦ CO Sensors for parking garage exhaust fans | 2028 | Economic | GWh | Before Competition Groups | 28.7466 | 0 | 0 | 13788.9809 | 0.0020848 | 41 | Commercial_2028_Economic_GWh_Before Competition Groups_41 | CO Sensors for parking garage exhaust fans | 0.2085% | 0 | 28.7466 | Commercial_2028_Economic_GWh_Before Competition Groups_CO Sensors for parking garage exhaust fans
Commercial | Com ¦ Temperature Adjustment in Commercial Freezers | 2028 | Economic | GWh | Before Competition Groups | 28.11 | 0 | 0 | 13788.9809 | 0.0020386 | 42 | Commercial_2028_Economic_GWh_Before Competition Groups_42 | Temperature Adjustment in Commercial Freezers | 0.2039% | 0 | 28.11 | Commercial_2028_Economic_GWh_Before Competition Groups_Temperature Adjustment in Commercial Freezers
Commercial | Com ¦ Networked/Connected - High Impact Application | 2028 | Economic | GWh | Before Competition Groups | 27.7868 | 0 | 0 | 13788.9809 | 0.0020151 | 43 | Commercial_2028_Economic_GWh_Before Competition Groups_43 | Networked/Connected - High Impact Application | 0.2015% | 0 | 27.7868 | Commercial_2028_Economic_GWh_Before Competition Groups_Networked/Connected - High Impact Application
Commercial | Com ¦ Water Source Heat Pump (4 ton) | 2028 | Economic | GWh | Before Competition Groups | 25.8112 | 0 | 0 | 13788.9809 | 0.0018719 | 44 | Commercial_2028_Economic_GWh_Before Competition Groups_44 | Water Source Heat Pump (4 ton) | 0.1872% | 0 | 25.8112 | Commercial_2028_Economic_GWh_Before Competition Groups_Water Source Heat Pump (4 ton)
Commercial | Com ¦ Energy Efficient Laboratory Fume Hood | 2028 | Economic | GWh | Before Competition Groups | 25.0362 | 0 | 0 | 13788.9809 | 0.0018157 | 45 | Commercial_2028_Economic_GWh_Before Competition Groups_45 | Energy Efficient Laboratory Fume Hood | 0.1816% | 0 | 25.0362 | Commercial_2028_Economic_GWh_Before Competition Groups_Energy Efficient Laboratory Fume Hood
Commercial | Com ¦ Vertical Night Covers | 2028 | Economic | GWh | Before Competition Groups | 21.8058 | 0 | 0 | 13788.9809 | 0.0015814 | 46 | Commercial_2028_Economic_GWh_Before Competition Groups_46 | Vertical Night Covers | 0.1581% | 0 | 21.8058 | Commercial_2028_Economic_GWh_Before Competition Groups_Vertical Night Covers
Commercial | Com ¦ Duct Insulation, R8 | 2028 | Economic | GWh | Before Competition Groups | 19.413 | 0 | 0 | 13788.9809 | 0.0014079 | 47 | Commercial_2028_Economic_GWh_Before Competition Groups_47 | Duct Insulation, R8 | 0.1408% | 0 | 19.413 | Commercial_2028_Economic_GWh_Before Competition Groups_Duct Insulation, R8
Commercial | Com ¦ Water Heating (DHW) Pipe Insulation (Add 3/4\ Foam)" | 2028 | Economic | GWh | Before Competition Groups | 18.7685 | 0 | 0 | 13788.9809 | 0.0013611 | 48 | Commercial_2028_Economic_GWh_Before Competition Groups_48 | Water Heating (DHW) Pipe Insulation (Add 3/4\ Foam)" | 0.1361% | 0 | 18.7685 | Commercial_2028_Economic_GWh_Before Competition Groups_Water Heating (DHW) Pipe Insulation (Add 3/4\ Foam)"
Commercial | Com ¦ Outside Air Economizer | 2028 | Economic | GWh | Before Competition Groups | 16.814 | 0 | 0 | 13788.9809 | 0.0012194 | 49 | Commercial_2028_Economic_GWh_Before Competition Groups_49 | Outside Air Economizer | 0.1219% | 0 | 16.814 | Commercial_2028_Economic_GWh_Before Competition Groups_Outside Air Economizer
Commercial | Com ¦ Suction Pipe Insulation Freezer/Refrigerator | 2028 | Economic | GWh | Before Competition Groups | 11.9177 | 0 | 0 | 13788.9809 | 0.0008643 | 50 | Commercial_2028_Economic_GWh_Before Competition Groups_50 | Suction Pipe Insulation Freezer/Refrigerator | 0.08643% | 0 | 11.9177 | Commercial_2028_Economic_GWh_Before Competition Groups_Suction Pipe Insulation Freezer/Refrigerator
Commercial | Com ¦ ENERGY STAR Fryer (84% eff) | 2028 | Economic | GWh | Before Competition Groups | 11.6778 | 0 | 0 | 13788.9809 | 0.0008469 | 51 | Commercial_2028_Economic_GWh_Before Competition Groups_51 | ENERGY STAR Fryer (84% eff) | 0.08469% | 0 | 11.6778 | Commercial_2028_Economic_GWh_Before Competition Groups_ENERGY STAR Fryer (84% eff)
Commercial | Com ¦ ENERGY STAR Dishwasher | 2028 | Economic | GWh | Before Competition Groups | 10.9856 | 0 | 0 | 13788.9809 | 0.00079669 | 52 | Commercial_2028_Economic_GWh_Before Competition Groups_52 | ENERGY STAR Dishwasher | 0.07967% | 0 | 10.9856 | Commercial_2028_Economic_GWh_Before Competition Groups_ENERGY STAR Dishwasher
Commercial | Com ¦ Ozone Laundry Treatment | 2028 | Economic | GWh | Before Competition Groups | 6.3047 | 0 | 0 | 13788.9809 | 0.00045723 | 53 | Commercial_2028_Economic_GWh_Before Competition Groups_53 | Ozone Laundry Treatment | 0.04572% | 0 | 6.3047 | Commercial_2028_Economic_GWh_Before Competition Groups_Ozone Laundry Treatment
Commercial | Com ¦ High Efficiency Small Instantaneous Water Heater | 2028 | Economic | GWh | Before Competition Groups | 6.0696 | 0 | 0 | 13788.9809 | 0.00044018 | 54 | Commercial_2028_Economic_GWh_Before Competition Groups_54 | High Efficiency Small Instantaneous Water Heater | 0.04402% | 0 | 6.0696 | Commercial_2028_Economic_GWh_Before Competition Groups_High Efficiency Small Instantaneous Water Heater
Commercial | Com ¦ ENERGY STAR Steam Cookers | 2028 | Economic | GWh | Before Competition Groups | 5.7219 | 0 | 0 | 13788.9809 | 0.00041496 | 55 | Commercial_2028_Economic_GWh_Before Competition Groups_55 | ENERGY STAR Steam Cookers | 0.0415% | 0 | 5.7219 | Commercial_2028_Economic_GWh_Before Competition Groups_ENERGY STAR Steam Cookers
Commercial | Com ¦ Condensing Make Up Air Unit | 2028 | Economic | GWh | Before Competition Groups | 4.7691 | 0 | 0 | 13788.9809 | 0.00034586 | 56 | Commercial_2028_Economic_GWh_Before Competition Groups_56 | Condensing Make Up Air Unit | 0.03459% | 0 | 4.7691 | Commercial_2028_Economic_GWh_Before Competition Groups_Condensing Make Up Air Unit
Commercial | Com ¦ Demand controlled Circulating Systems | 2028 | Economic | GWh | Before Competition Groups | 4.0219 | 0 | 0 | 13788.9809 | 0.00029168 | 57 | Commercial_2028_Economic_GWh_Before Competition Groups_57 | Demand controlled Circulating Systems | 0.02917% | 0 | 4.0219 | Commercial_2028_Economic_GWh_Before Competition Groups_Demand controlled Circulating Systems
Commercial | Com ¦ Solar Water Preheat (Pools/DHW) | 2028 | Economic | GWh | Before Competition Groups | 2.743 | 0 | 0 | 13788.9809 | 0.00019893 | 58 | Commercial_2028_Economic_GWh_Before Competition Groups_58 | Solar Water Preheat (Pools/DHW) | 0.01989% | 0 | 2.743 | Commercial_2028_Economic_GWh_Before Competition Groups_Solar Water Preheat (Pools/DHW)
Commercial | Com ¦ ECM MOTORS FOR HVAC APPLICATION (FAN-POWERED VAV BOX) | 2028 | Economic | GWh | Before Competition Groups | 2.665 | 0 | 0 | 13788.9809 | 0.00019327 | 59 | Commercial_2028_Economic_GWh_Before Competition Groups_59 | ECM MOTORS FOR HVAC APPLICATION (FAN-POWERED VAV BOX) | 0.01933% | 0 | 2.665 | Commercial_2028_Economic_GWh_Before Competition Groups_ECM MOTORS FOR HVAC APPLICATION (FAN-POWERED VAV BOX)
Commercial | Com ¦ Thermostat Setback | 2028 | Economic | GWh | Before Competition Groups | 2.3384 | 0 | 0 | 13788.9809 | 0.00016959 | 60 | Commercial_2028_Economic_GWh_Before Competition Groups_60 | Thermostat Setback | 0.01696% | 0 | 2.3384 | Commercial_2028_Economic_GWh_Before Competition Groups_Thermostat Setback
Commercial | Com ¦ Notched V belts for HVAC Systems | 2028 | Economic | GWh | Before Competition Groups | 2.2248 | 0 | 0 | 13788.9809 | 0.00016134 | 61 | Commercial_2028_Economic_GWh_Before Competition Groups_61 | Notched V belts for HVAC Systems | 0.01613% | 0 | 2.2248 | Commercial_2028_Economic_GWh_Before Competition Groups_Notched V belts for HVAC Systems
Commercial | Com ¦ PTAC (12 EER/10,000 BTU) | 2028 | Economic | GWh | Before Competition Groups | 1.8465 | 0 | 0 | 13788.9809 | 0.00013391 | 62 | Commercial_2028_Economic_GWh_Before Competition Groups_62 | PTAC (12 EER/10,000 BTU) | 0.01339% | 0 | 1.8465 | Commercial_2028_Economic_GWh_Before Competition Groups_PTAC (12 EER/10,000 BTU)
Commercial | Com ¦ Auto Off Time Switch or Time Clock control | 2028 | Economic | GWh | Before Competition Groups | 1.3188 | 0 | 0 | 13788.9809 | 9.5644e-05 | 63 | Commercial_2028_Economic_GWh_Before Competition Groups_63 | Auto Off Time Switch or Time Clock control | 0.009564% | 0 | 1.3188 | Commercial_2028_Economic_GWh_Before Competition Groups_Auto Off Time Switch or Time Clock control
Commercial | Com ¦ CEE Tier 2/Energy Star Clothes Washers | 2028 | Economic | GWh | Before Competition Groups | 1.2576 | 0 | 0 | 13788.9809 | 9.1205e-05 | 64 | Commercial_2028_Economic_GWh_Before Competition Groups_64 | CEE Tier 2/Energy Star Clothes Washers | 0.009121% | 0 | 1.2576 | Commercial_2028_Economic_GWh_Before Competition Groups_CEE Tier 2/Energy Star Clothes Washers
Commercial | COM ¦ Ductless Mini-Split Heat Pumps | 2028 | Economic | GWh | Before Competition Groups | 1.0511 | 0 | 0 | 13788.9809 | 7.6229e-05 | 65 | Commercial_2028_Economic_GWh_Before Competition Groups_65 | Ductless Mini-Split Heat Pumps | 0.007623% | 0 | 1.0511 | Commercial_2028_Economic_GWh_Before Competition Groups_Ductless Mini-Split Heat Pumps
Commercial | Com ¦ Low Flow Pre-Rinse Spray Nozzle | 2028 | Economic | GWh | Before Competition Groups | 0.79682 | 0 | 0 | 13788.9809 | 5.7787e-05 | 66 | Commercial_2028_Economic_GWh_Before Competition Groups_66 | Low Flow Pre-Rinse Spray Nozzle | 0.005779% | 0 | 0.79682 | Commercial_2028_Economic_GWh_Before Competition Groups_Low Flow Pre-Rinse Spray Nozzle
Commercial | Com ¦ Commercial Hot Food Holding Cabinets | 2028 | Economic | GWh | Before Competition Groups | 0.49831 | 0 | 0 | 13788.9809 | 3.6139e-05 | 67 | Commercial_2028_Economic_GWh_Before Competition Groups_67 | Commercial Hot Food Holding Cabinets | 0.003614% | 0 | 0.49831 | Commercial_2028_Economic_GWh_Before Competition Groups_Commercial Hot Food Holding Cabinets
Commercial | Com ¦ HVAC Optimization | 2028 | Economic | GWh | Before Competition Groups | 0.41756 | 0 | 0 | 13788.9809 | 3.0282e-05 | 68 | Commercial_2028_Economic_GWh_Before Competition Groups_68 | HVAC Optimization | 0.003028% | 0 | 0.41756 | Commercial_2028_Economic_GWh_Before Competition Groups_HVAC Optimization
Commercial | Com ¦ Energy Recovery Ventilation and Ventilation (Enhanced) | 2028 | Economic | GWh | Before Competition Groups | 0.41729 | 0 | 0 | 13788.9809 | 3.0263e-05 | 69 | Commercial_2028_Economic_GWh_Before Competition Groups_69 | Energy Recovery Ventilation and Ventilation (Enhanced) | 0.003026% | 0 | 0.41729 | Commercial_2028_Economic_GWh_Before Competition Groups_Energy Recovery Ventilation and Ventilation (Enhanced)
Commercial | Com ¦ Wall Insulation | 2028 | Economic | GWh | Before Competition Groups | 0.17832 | 0 | 0 | 13788.9809 | 1.2932e-05 | 70 | Commercial_2028_Economic_GWh_Before Competition Groups_70 | Wall Insulation | 0.001293% | 0 | 0.17832 | Commercial_2028_Economic_GWh_Before Competition Groups_Wall Insulation
Commercial | Com ¦ Room AC (w/ louvered sides) 14 SEER from 12 SEER code | 2028 | Economic | GWh | Before Competition Groups | 0.11476 | 0 | 0 | 13788.9809 | 8.3229e-06 | 71 | Commercial_2028_Economic_GWh_Before Competition Groups_71 | Room AC (w/ louvered sides) 14 SEER from 12 SEER code | 0.0008323% | 0 | 0.11476 | Commercial_2028_Economic_GWh_Before Competition Groups_Room AC (w/ louvered sides) 14 SEER from 12 SEER code
Commercial | Com ¦ EC Plug Fan for Data Center (under cabinet) | 2028 | Economic | GWh | Before Competition Groups | 0.055123 | 0 | 0 | 13788.9809 | 3.9976e-06 | 72 | Commercial_2028_Economic_GWh_Before Competition Groups_72 | EC Plug Fan for Data Center (under cabinet) | 0.0003998% | 0 | 0.055123 | Commercial_2028_Economic_GWh_Before Competition Groups_EC Plug Fan for Data Center (under cabinet)
Commercial | Com ¦ Air Curtains | 2028 | Economic | GWh | Before Competition Groups | 0.054388 | 0 | 0 | 13788.9809 | 3.9443e-06 | 73 | Commercial_2028_Economic_GWh_Before Competition Groups_73 | Air Curtains | 0.0003944% | 0 | 0.054388 | Commercial_2028_Economic_GWh_Before Competition Groups_Air Curtains
Commercial | Com ¦ High Efficiency Chiller (avg of water and air cooled) | 2028 | Economic | GWh | Before Competition Groups | 0.048734 | 0 | 0 | 13788.9809 | 3.5343e-06 | 74 | Commercial_2028_Economic_GWh_Before Competition Groups_74 | High Efficiency Chiller (avg of water and air cooled) | 0.0003534% | 0 | 0.048734 | Commercial_2028_Economic_GWh_Before Competition Groups_High Efficiency Chiller (avg of water and air cooled)
Commercial | Com ¦ LED RECESSED DOWNLIGHTS | 2028 | Economic | GWh | Before Competition Groups | 0.042642 | 0 | 0 | 13788.9809 | 3.0924e-06 | 75 | Commercial_2028_Economic_GWh_Before Competition Groups_75 | LED RECESSED DOWNLIGHTS | 0.0003092% | 0 | 0.042642 | Commercial_2028_Economic_GWh_Before Competition Groups_LED RECESSED DOWNLIGHTS
Commercial | Com ¦ VSD Air Compressor | 2028 | Economic | GWh | Before Competition Groups | 0.039695 | 0 | 0 | 13788.9809 | 2.8788e-06 | 76 | Commercial_2028_Economic_GWh_Before Competition Groups_76 | VSD Air Compressor | 0.0002879% | 0 | 0.039695 | Commercial_2028_Economic_GWh_Before Competition Groups_VSD Air Compressor
Commercial | Com ¦ Electric Convection Combination Ovens | 2028 | Economic | GWh | Before Competition Groups | 0.0030937 | 0 | 0 | 13788.9809 | 2.2436e-07 | 77 | Commercial_2028_Economic_GWh_Before Competition Groups_77 | Electric Convection Combination Ovens | 2.244e-05% | 0 | 0.0030937 | Commercial_2028_Economic_GWh_Before Competition Groups_Electric Convection Combination Ovens
Commercial | Com ¦ Efficient compressor motor | 2028 | Economic | GWh | Before Competition Groups | 0 | 0 | 0 | 13788.9809 | 0 | 78 | Commercial_2028_Economic_GWh_Before Competition Groups_78 | Efficient compressor motor | 0% | 0 | 0 | Commercial_2028_Economic_GWh_Before Competition Groups_Efficient compressor motor
Commercial | Com ¦ Indoor Daylight Sensors/Photocell Dimming Control | 2028 | Economic | GWh | Before Competition Groups | 0 | 0 | 0 | 13788.9809 | 0 | 79 | Commercial_2028_Economic_GWh_Before Competition Groups_79 | Indoor Daylight Sensors/Photocell Dimming Control | 0% | 0 | 0 | Commercial_2028_Economic_GWh_Before Competition Groups_Indoor Daylight Sensors/Photocell Dimming Control
Commercial | Com ¦ Variable Refrigerant Flow Heat Pump | 2028 | Economic | GWh | Before Competition Groups | 0 | 0 | 0 | 13788.9809 | 0 | 80 | Commercial_2028_Economic_GWh_Before Competition Groups_80 | Variable Refrigerant Flow Heat Pump | 0% | 0 | 0 | Commercial_2028_Economic_GWh_Before Competition Groups_Variable Refrigerant Flow Heat Pump
Commercial | Com ¦ ENERGY STAR LED LAMPS (REFLECTOR LAMPs/MR16/PAR 16) | 2028 | SC A | GWh | Before Competition Groups | 794.6392 | 0 | 0 | 6175.0913 | 0.12868 | 1 | Commercial_2028_SC A_GWh_Before Competition Groups_1 | ENERGY STAR LED LAMPS (REFLECTOR LAMPs/MR16/PAR 16) | 12.87% | 0 | 794.6392 | Commercial_2028_SC A_GWh_Before Competition Groups_ENERGY STAR LED LAMPS (REFLECTOR LAMPs/MR16/PAR 16)
Commercial | Com ¦ LED Troffer/Surface/Suspended | 2028 | SC A | GWh | Before Competition Groups | 673.1176 | 0 | 0 | 6175.0913 | 0.10901 | 2 | Commercial_2028_SC A_GWh_Before Competition Groups_2 | LED Troffer/Surface/Suspended | 10.9% | 0 | 673.1176 | Commercial_2028_SC A_GWh_Before Competition Groups_LED Troffer/Surface/Suspended
Commercial | Com ¦ LED Low/High Bay | 2028 | SC A | GWh | Before Competition Groups | 667.2373 | 0 | 0 | 6175.0913 | 0.10805 | 3 | Commercial_2028_SC A_GWh_Before Competition Groups_3 | LED Low/High Bay | 10.81% | 0 | 667.2373 | Commercial_2028_SC A_GWh_Before Competition Groups_LED Low/High Bay
Commercial | Com ¦ LED EXTERIOR AREA LIGHTS - LED fixture (200W) | 2028 | SC A | GWh | Before Competition Groups | 506.8093 | 0 | 0 | 6175.0913 | 0.082073 | 4 | Commercial_2028_SC A_GWh_Before Competition Groups_4 | LED EXTERIOR AREA LIGHTS - LED fixture (200W) | 8.207% | 0 | 506.8093 | Commercial_2028_SC A_GWh_Before Competition Groups_LED EXTERIOR AREA LIGHTS - LED fixture (200W)
Commercial | Com ¦ LED parking lot fixture | 2028 | SC A | GWh | Before Competition Groups | 490.2515 | 0 | 0 | 6175.0913 | 0.079392 | 5 | Commercial_2028_SC A_GWh_Before Competition Groups_5 | LED parking lot fixture | 7.939% | 0 | 490.2515 | Commercial_2028_SC A_GWh_Before Competition Groups_LED parking lot fixture
Commercial | Com ¦ LED Replacement Lamp (Tube) | 2028 | SC A | GWh | Before Competition Groups | 416.9443 | 0 | 0 | 6175.0913 | 0.06752 | 6 | Commercial_2028_SC A_GWh_Before Competition Groups_6 | LED Replacement Lamp (Tube) | 6.752% | 0 | 416.9443 | Commercial_2028_SC A_GWh_Before Competition Groups_LED Replacement Lamp (Tube)
Commercial | Com ¦ Building Recommissioning, Operations and Maintenance (O&M) Improvements | 2028 | SC A | GWh | Before Competition Groups | 314.0087 | 0 | 0 | 6175.0913 | 0.050851 | 7 | Commercial_2028_SC A_GWh_Before Competition Groups_7 | Building Recommissioning, Operations and Maintenance (O&M) Improvements | 5.085% | 0 | 314.0087 | Commercial_2028_SC A_GWh_Before Competition Groups_Building Recommissioning, Operations and Maintenance (O&M) Improvements
Commercial | Com ¦ LED street light fixture | 2028 | SC A | GWh | Before Competition Groups | 295.72 | 0 | 0 | 6175.0913 | 0.047889 | 8 | Commercial_2028_SC A_GWh_Before Competition Groups_8 | LED street light fixture | 4.789% | 0 | 295.72 | Commercial_2028_SC A_GWh_Before Competition Groups_LED street light fixture
Commercial | Com ¦ Furnace Tune-Up | 2028 | SC A | GWh | Before Competition Groups | 211.0017 | 0 | 0 | 6175.0913 | 0.03417 | 9 | Commercial_2028_SC A_GWh_Before Competition Groups_9 | Furnace Tune-Up | 3.417% | 0 | 211.0017 | Commercial_2028_SC A_GWh_Before Competition Groups_Furnace Tune-Up
Commercial | Com ¦ Data Center Storage/Server Virtualization | 2028 | SC A | GWh | Before Competition Groups | 179.5961 | 0 | 0 | 6175.0913 | 0.029084 | 10 | Commercial_2028_SC A_GWh_Before Competition Groups_10 | Data Center Storage/Server Virtualization | 2.908% | 0 | 179.5961 | Commercial_2028_SC A_GWh_Before Competition Groups_Data Center Storage/Server Virtualization
Commercial | Com ¦ High Efficiency Air Source Heat Pump | 2028 | SC A | GWh | Before Competition Groups | 157.3713 | 0 | 0 | 6175.0913 | 0.025485 | 11 | Commercial_2028_SC A_GWh_Before Competition Groups_11 | High Efficiency Air Source Heat Pump | 2.548% | 0 | 157.3713 | Commercial_2028_SC A_GWh_Before Competition Groups_High Efficiency Air Source Heat Pump
Commercial | Com ¦ Reach-in Shaded Pole to ECM/PSC Evaporator Fan Motor | 2028 | SC A | GWh | Before Competition Groups | 157.3251 | 0 | 0 | 6175.0913 | 0.025477 | 12 | Commercial_2028_SC A_GWh_Before Competition Groups_12 | Reach-in Shaded Pole to ECM/PSC Evaporator Fan Motor | 2.548% | 0 | 157.3251 | Commercial_2028_SC A_GWh_Before Competition Groups_Reach-in Shaded Pole to ECM/PSC Evaporator Fan Motor
Commercial | Com ¦ Strip Curtains | 2028 | SC A | GWh | Before Competition Groups | 103.1461 | 0 | 0 | 6175.0913 | 0.016704 | 13 | Commercial_2028_SC A_GWh_Before Competition Groups_13 | Strip Curtains | 1.67% | 0 | 103.1461 | Commercial_2028_SC A_GWh_Before Competition Groups_Strip Curtains
Commercial | Com ¦ Education and Capacity Building/Energy Behavior | 2028 | SC A | GWh | Before Competition Groups | 102.7358 | 0 | 0 | 6175.0913 | 0.016637 | 14 | Commercial_2028_SC A_GWh_Before Competition Groups_14 | Education and Capacity Building/Energy Behavior | 1.664% | 0 | 102.7358 | Commercial_2028_SC A_GWh_Before Competition Groups_Education and Capacity Building/Energy Behavior
Commercial | Com ¦ ENERGY STAR LED LAMPS (General Service Lamps) | 2028 | SC A | GWh | Before Competition Groups | 99.0741 | 0 | 0 | 6175.0913 | 0.016044 | 15 | Commercial_2028_SC A_GWh_Before Competition Groups_15 | ENERGY STAR LED LAMPS (General Service Lamps) | 1.604% | 0 | 99.0741 | Commercial_2028_SC A_GWh_Before Competition Groups_ENERGY STAR LED LAMPS (General Service Lamps)
Commercial | Com ¦ Refrigerated Display Case Doors | 2028 | SC A | GWh | Before Competition Groups | 97.5709 | 0 | 0 | 6175.0913 | 0.015801 | 16 | Commercial_2028_SC A_GWh_Before Competition Groups_16 | Refrigerated Display Case Doors | 1.58% | 0 | 97.5709 | Commercial_2028_SC A_GWh_Before Competition Groups_Refrigerated Display Case Doors
Commercial | Com ¦ LED or Equivalent Sign Lighting | 2028 | SC A | GWh | Before Competition Groups | 97.1213 | 0 | 0 | 6175.0913 | 0.015728 | 17 | Commercial_2028_SC A_GWh_Before Competition Groups_17 | LED or Equivalent Sign Lighting | 1.573% | 0 | 97.1213 | Commercial_2028_SC A_GWh_Before Competition Groups_LED or Equivalent Sign Lighting
Commercial | Com ¦ Centrally controlled desktop PC/NETWORK PC POWER MANAGEMENT SOFTWARE | 2028 | SC A | GWh | Before Competition Groups | 75.0504 | 0 | 0 | 6175.0913 | 0.012154 | 18 | Commercial_2028_SC A_GWh_Before Competition Groups_18 | Centrally controlled desktop PC/NETWORK PC POWER MANAGEMENT SOFTWARE | 1.215% | 0 | 75.0504 | Commercial_2028_SC A_GWh_Before Competition Groups_Centrally controlled desktop PC/NETWORK PC POWER MANAGEMENT SOFTWARE
Commercial | Com ¦ Advanced BAS/Controllers | 2028 | SC A | GWh | Before Competition Groups | 73.9759 | 0 | 0 | 6175.0913 | 0.01198 | 19 | Commercial_2028_SC A_GWh_Before Competition Groups_19 | Advanced BAS/Controllers | 1.198% | 0 | 73.9759 | Commercial_2028_SC A_GWh_Before Competition Groups_Advanced BAS/Controllers
Commercial | Com ¦ Variable Frequency Drive (VFD) | 2028 | SC A | GWh | Before Competition Groups | 70.3185 | 0 | 0 | 6175.0913 | 0.011387 | 20 | Commercial_2028_SC A_GWh_Before Competition Groups_20 | Variable Frequency Drive (VFD) | 1.139% | 0 | 70.3185 | Commercial_2028_SC A_GWh_Before Competition Groups_Variable Frequency Drive (VFD)
Commercial | Com ¦ Demand Control Ventilation | 2028 | SC A | GWh | Before Competition Groups | 68.1265 | 0 | 0 | 6175.0913 | 0.011032 | 21 | Commercial_2028_SC A_GWh_Before Competition Groups_21 | Demand Control Ventilation | 1.103% | 0 | 68.1265 | Commercial_2028_SC A_GWh_Before Competition Groups_Demand Control Ventilation
Commercial | Com ¦ VFD on Pumps | 2028 | SC A | GWh | Before Competition Groups | 65.2826 | 0 | 0 | 6175.0913 | 0.010572 | 22 | Commercial_2028_SC A_GWh_Before Competition Groups_22 | VFD on Pumps | 1.057% | 0 | 65.2826 | Commercial_2028_SC A_GWh_Before Competition Groups_VFD on Pumps
Commercial | Com ¦ Adaptive Thermostats | 2028 | SC A | GWh | Before Competition Groups | 49.9676 | 0 | 0 | 6175.0913 | 0.0080918 | 23 | Commercial_2028_SC A_GWh_Before Competition Groups_23 | Adaptive Thermostats | 0.8092% | 0 | 49.9676 | Commercial_2028_SC A_GWh_Before Competition Groups_Adaptive Thermostats
Commercial | Com ¦ ECM MOTORS FOR EVAPORATOR FANS for refrigeration (WALK-IN) | 2028 | SC A | GWh | Before Competition Groups | 32.7654 | 0 | 0 | 6175.0913 | 0.0053061 | 24 | Commercial_2028_SC A_GWh_Before Competition Groups_24 | ECM MOTORS FOR EVAPORATOR FANS for refrigeration (WALK-IN) | 0.5306% | 0 | 32.7654 | Commercial_2028_SC A_GWh_Before Competition Groups_ECM MOTORS FOR EVAPORATOR FANS for refrigeration (WALK-IN)
Commercial | Com ¦ Air Handler with Dedicated Outdoor Air Systems | 2028 | SC A | GWh | Before Competition Groups | 32.1221 | 0 | 0 | 6175.0913 | 0.0052019 | 25 | Commercial_2028_SC A_GWh_Before Competition Groups_25 | Air Handler with Dedicated Outdoor Air Systems | 0.5202% | 0 | 32.1221 | Commercial_2028_SC A_GWh_Before Competition Groups_Air Handler with Dedicated Outdoor Air Systems
Commercial | Com ¦ Condensing Unit Heaters or other Efficient Unit Heating System | 2028 | SC A | GWh | Before Competition Groups | 31.7278 | 0 | 0 | 6175.0913 | 0.005138 | 26 | Commercial_2028_SC A_GWh_Before Competition Groups_26 | Condensing Unit Heaters or other Efficient Unit Heating System | 0.5138% | 0 | 31.7278 | Commercial_2028_SC A_GWh_Before Competition Groups_Condensing Unit Heaters or other Efficient Unit Heating System
Commercial | Com ¦ Demand Control Kitchen Ventilation | 2028 | SC A | GWh | Before Competition Groups | 28.3053 | 0 | 0 | 6175.0913 | 0.0045838 | 27 | Commercial_2028_SC A_GWh_Before Competition Groups_27 | Demand Control Kitchen Ventilation | 0.4584% | 0 | 28.3053 | Commercial_2028_SC A_GWh_Before Competition Groups_Demand Control Kitchen Ventilation
Commercial | Com ¦ Refrigerated Display Case LED | 2028 | SC A | GWh | Before Competition Groups | 26.8914 | 0 | 0 | 6175.0913 | 0.0043548 | 28 | Commercial_2028_SC A_GWh_Before Competition Groups_28 | Refrigerated Display Case LED | 0.4355% | 0 | 26.8914 | Commercial_2028_SC A_GWh_Before Competition Groups_Refrigerated Display Case LED
Commercial | Com ¦ Evaporator Fan Controls | 2028 | SC A | GWh | Before Competition Groups | 26.2303 | 0 | 0 | 6175.0913 | 0.0042478 | 29 | Commercial_2028_SC A_GWh_Before Competition Groups_29 | Evaporator Fan Controls | 0.4248% | 0 | 26.2303 | Commercial_2028_SC A_GWh_Before Competition Groups_Evaporator Fan Controls
Commercial | Com ¦ Door Gasket Freezer/Refrigerator | 2028 | SC A | GWh | Before Competition Groups | 25.0736 | 0 | 0 | 6175.0913 | 0.0040604 | 30 | Commercial_2028_SC A_GWh_Before Competition Groups_30 | Door Gasket Freezer/Refrigerator | 0.406% | 0 | 25.0736 | Commercial_2028_SC A_GWh_Before Competition Groups_Door Gasket Freezer/Refrigerator
Commercial | Com ¦ Freezer Case Light Sensor | 2028 | SC A | GWh | Before Competition Groups | 21.8884 | 0 | 0 | 6175.0913 | 0.0035446 | 31 | Commercial_2028_SC A_GWh_Before Competition Groups_31 | Freezer Case Light Sensor | 0.3545% | 0 | 21.8884 | Commercial_2028_SC A_GWh_Before Competition Groups_Freezer Case Light Sensor
Commercial | Com ¦ Unitary Air-Conditioning Unit | 2028 | SC A | GWh | Before Competition Groups | 19.9646 | 0 | 0 | 6175.0913 | 0.0032331 | 32 | Commercial_2028_SC A_GWh_Before Competition Groups_32 | Unitary Air-Conditioning Unit | 0.3233% | 0 | 19.9646 | Commercial_2028_SC A_GWh_Before Competition Groups_Unitary Air-Conditioning Unit
Commercial | Com ¦ ENERGY STAR Griddle (74% eff) | 2028 | SC A | GWh | Before Competition Groups | 19.9233 | 0 | 0 | 6175.0913 | 0.0032264 | 33 | Commercial_2028_SC A_GWh_Before Competition Groups_33 | ENERGY STAR Griddle (74% eff) | 0.3226% | 0 | 19.9233 | Commercial_2028_SC A_GWh_Before Competition Groups_ENERGY STAR Griddle (74% eff)
Commercial | Com ¦ Occupancy Sensors | 2028 | SC A | GWh | Before Competition Groups | 17.8628 | 0 | 0 | 6175.0913 | 0.0028927 | 34 | Commercial_2028_SC A_GWh_Before Competition Groups_34 | Occupancy Sensors | 0.2893% | 0 | 17.8628 | Commercial_2028_SC A_GWh_Before Competition Groups_Occupancy Sensors
Commercial | Com ¦ Chilled Water Optimization | 2028 | SC A | GWh | Before Competition Groups | 13.7184 | 0 | 0 | 6175.0913 | 0.0022216 | 35 | Commercial_2028_SC A_GWh_Before Competition Groups_35 | Chilled Water Optimization | 0.2222% | 0 | 13.7184 | Commercial_2028_SC A_GWh_Before Competition Groups_Chilled Water Optimization
Commercial | Com ¦ Elec Storage WH 2.30 Et | 2028 | SC A | GWh | Before Competition Groups | 10.8767 | 0 | 0 | 6175.0913 | 0.0017614 | 36 | Commercial_2028_SC A_GWh_Before Competition Groups_36 | Elec Storage WH 2.30 Et | 0.1761% | 0 | 10.8767 | Commercial_2028_SC A_GWh_Before Competition Groups_Elec Storage WH 2.30 Et
Commercial | Com ¦ BEVERAGE VENDING MACHINE CONTROLS | 2028 | SC A | GWh | Before Competition Groups | 10.3865 | 0 | 0 | 6175.0913 | 0.001682 | 37 | Commercial_2028_SC A_GWh_Before Competition Groups_37 | BEVERAGE VENDING MACHINE CONTROLS | 0.1682% | 0 | 10.3865 | Commercial_2028_SC A_GWh_Before Competition Groups_BEVERAGE VENDING MACHINE CONTROLS
Commercial | Com ¦ Temperature Adjustment in Commercial Freezers | 2028 | SC A | GWh | Before Competition Groups | 10.0417 | 0 | 0 | 6175.0913 | 0.0016262 | 38 | Commercial_2028_SC A_GWh_Before Competition Groups_38 | Temperature Adjustment in Commercial Freezers | 0.1626% | 0 | 10.0417 | Commercial_2028_SC A_GWh_Before Competition Groups_Temperature Adjustment in Commercial Freezers
Commercial | Com ¦ CO Sensors for parking garage exhaust fans | 2028 | SC A | GWh | Before Competition Groups | 8.4639 | 0 | 0 | 6175.0913 | 0.0013707 | 39 | Commercial_2028_SC A_GWh_Before Competition Groups_39 | CO Sensors for parking garage exhaust fans | 0.1371% | 0 | 8.4639 | Commercial_2028_SC A_GWh_Before Competition Groups_CO Sensors for parking garage exhaust fans
Commercial | Com ¦ Energy Efficient Laboratory Fume Hood | 2028 | SC A | GWh | Before Competition Groups | 8.0517 | 0 | 0 | 6175.0913 | 0.0013039 | 40 | Commercial_2028_SC A_GWh_Before Competition Groups_40 | Energy Efficient Laboratory Fume Hood | 0.1304% | 0 | 8.0517 | Commercial_2028_SC A_GWh_Before Competition Groups_Energy Efficient Laboratory Fume Hood
Commercial | Com ¦ Vertical Night Covers | 2028 | SC A | GWh | Before Competition Groups | 7.6082 | 0 | 0 | 6175.0913 | 0.0012321 | 41 | Commercial_2028_SC A_GWh_Before Competition Groups_41 | Vertical Night Covers | 0.1232% | 0 | 7.6082 | Commercial_2028_SC A_GWh_Before Competition Groups_Vertical Night Covers
Commercial | Com ¦ Outside Air Economizer | 2028 | SC A | GWh | Before Competition Groups | 7.4734 | 0 | 0 | 6175.0913 | 0.0012103 | 42 | Commercial_2028_SC A_GWh_Before Competition Groups_42 | Outside Air Economizer | 0.121% | 0 | 7.4734 | Commercial_2028_SC A_GWh_Before Competition Groups_Outside Air Economizer
Commercial | Com ¦ ENERGY STAR Fryer (84% eff) | 2028 | SC A | GWh | Before Competition Groups | 7.2342 | 0 | 0 | 6175.0913 | 0.0011715 | 43 | Commercial_2028_SC A_GWh_Before Competition Groups_43 | ENERGY STAR Fryer (84% eff) | 0.1172% | 0 | 7.2342 | Commercial_2028_SC A_GWh_Before Competition Groups_ENERGY STAR Fryer (84% eff)
Commercial | Com ¦ Duct Insulation, R8 | 2028 | SC A | GWh | Before Competition Groups | 6.9196 | 0 | 0 | 6175.0913 | 0.0011206 | 44 | Commercial_2028_SC A_GWh_Before Competition Groups_44 | Duct Insulation, R8 | 0.1121% | 0 | 6.9196 | Commercial_2028_SC A_GWh_Before Competition Groups_Duct Insulation, R8
Commercial | Com ¦ Water Heating (DHW) Pipe Insulation (Add 3/4\ Foam)" | 2028 | SC A | GWh | Before Competition Groups | 6.7376 | 0 | 0 | 6175.0913 | 0.0010911 | 45 | Commercial_2028_SC A_GWh_Before Competition Groups_45 | Water Heating (DHW) Pipe Insulation (Add 3/4\ Foam)" | 0.1091% | 0 | 6.7376 | Commercial_2028_SC A_GWh_Before Competition Groups_Water Heating (DHW) Pipe Insulation (Add 3/4\ Foam)"
Commercial | Com ¦ Water Source Heat Pump (4 ton) | 2028 | SC A | GWh | Before Competition Groups | 5.7702 | 0 | 0 | 6175.0913 | 0.00093443 | 46 | Commercial_2028_SC A_GWh_Before Competition Groups_46 | Water Source Heat Pump (4 ton) | 0.09344% | 0 | 5.7702 | Commercial_2028_SC A_GWh_Before Competition Groups_Water Source Heat Pump (4 ton)
Commercial | Com ¦ Suction Pipe Insulation Freezer/Refrigerator | 2028 | SC A | GWh | Before Competition Groups | 4.1144 | 0 | 0 | 6175.0913 | 0.00066628 | 47 | Commercial_2028_SC A_GWh_Before Competition Groups_47 | Suction Pipe Insulation Freezer/Refrigerator | 0.06663% | 0 | 4.1144 | Commercial_2028_SC A_GWh_Before Competition Groups_Suction Pipe Insulation Freezer/Refrigerator
Commercial | Com ¦ ENERGY STAR Dishwasher | 2028 | SC A | GWh | Before Competition Groups | 3.5416 | 0 | 0 | 6175.0913 | 0.00057353 | 48 | Commercial_2028_SC A_GWh_Before Competition Groups_48 | ENERGY STAR Dishwasher | 0.05735% | 0 | 3.5416 | Commercial_2028_SC A_GWh_Before Competition Groups_ENERGY STAR Dishwasher
Commercial | Com ¦ ENERGY STAR Steam Cookers | 2028 | SC A | GWh | Before Competition Groups | 3.4556 | 0 | 0 | 6175.0913 | 0.0005596 | 49 | Commercial_2028_SC A_GWh_Before Competition Groups_49 | ENERGY STAR Steam Cookers | 0.05596% | 0 | 3.4556 | Commercial_2028_SC A_GWh_Before Competition Groups_ENERGY STAR Steam Cookers
Commercial | Com ¦ Thermostat Setback | 2028 | SC A | GWh | Before Competition Groups | 2.0292 | 0 | 0 | 6175.0913 | 0.00032862 | 50 | Commercial_2028_SC A_GWh_Before Competition Groups_50 | Thermostat Setback | 0.03286% | 0 | 2.0292 | Commercial_2028_SC A_GWh_Before Competition Groups_Thermostat Setback
Commercial | Com ¦ Ozone Laundry Treatment | 2028 | SC A | GWh | Before Competition Groups | 1.688 | 0 | 0 | 6175.0913 | 0.00027336 | 51 | Commercial_2028_SC A_GWh_Before Competition Groups_51 | Ozone Laundry Treatment | 0.02734% | 0 | 1.688 | Commercial_2028_SC A_GWh_Before Competition Groups_Ozone Laundry Treatment
Commercial | Com ¦ Condensing Make Up Air Unit | 2028 | SC A | GWh | Before Competition Groups | 1.5927 | 0 | 0 | 6175.0913 | 0.00025792 | 52 | Commercial_2028_SC A_GWh_Before Competition Groups_52 | Condensing Make Up Air Unit | 0.02579% | 0 | 1.5927 | Commercial_2028_SC A_GWh_Before Competition Groups_Condensing Make Up Air Unit
Commercial | Com ¦ Demand controlled Circulating Systems | 2028 | SC A | GWh | Before Competition Groups | 1.3894 | 0 | 0 | 6175.0913 | 0.000225 | 53 | Commercial_2028_SC A_GWh_Before Competition Groups_53 | Demand controlled Circulating Systems | 0.0225% | 0 | 1.3894 | Commercial_2028_SC A_GWh_Before Competition Groups_Demand controlled Circulating Systems
Commercial | Com ¦ ECM MOTORS FOR HVAC APPLICATION (FAN-POWERED VAV BOX) | 2028 | SC A | GWh | Before Competition Groups | 1.0261 | 0 | 0 | 6175.0913 | 0.00016617 | 54 | Commercial_2028_SC A_GWh_Before Competition Groups_54 | ECM MOTORS FOR HVAC APPLICATION (FAN-POWERED VAV BOX) | 0.01662% | 0 | 1.0261 | Commercial_2028_SC A_GWh_Before Competition Groups_ECM MOTORS FOR HVAC APPLICATION (FAN-POWERED VAV BOX)
Commercial | Com ¦ CEE Tier 2/Energy Star Clothes Washers | 2028 | SC A | GWh | Before Competition Groups | 0.71806 | 0 | 0 | 6175.0913 | 0.00011628 | 55 | Commercial_2028_SC A_GWh_Before Competition Groups_55 | CEE Tier 2/Energy Star Clothes Washers | 0.01163% | 0 | 0.71806 | Commercial_2028_SC A_GWh_Before Competition Groups_CEE Tier 2/Energy Star Clothes Washers
Commercial | Com ¦ Notched V belts for HVAC Systems | 2028 | SC A | GWh | Before Competition Groups | 0.46733 | 0 | 0 | 6175.0913 | 7.568e-05 | 56 | Commercial_2028_SC A_GWh_Before Competition Groups_56 | Notched V belts for HVAC Systems | 0.007568% | 0 | 0.46733 | Commercial_2028_SC A_GWh_Before Competition Groups_Notched V belts for HVAC Systems
Commercial | Com ¦ Auto Off Time Switch or Time Clock control | 2028 | SC A | GWh | Before Competition Groups | 0.41203 | 0 | 0 | 6175.0913 | 6.6724e-05 | 57 | Commercial_2028_SC A_GWh_Before Competition Groups_57 | Auto Off Time Switch or Time Clock control | 0.006672% | 0 | 0.41203 | Commercial_2028_SC A_GWh_Before Competition Groups_Auto Off Time Switch or Time Clock control
Commercial | Com ¦ Low Flow Pre-Rinse Spray Nozzle | 2028 | SC A | GWh | Before Competition Groups | 0.3841 | 0 | 0 | 6175.0913 | 6.2202e-05 | 58 | Commercial_2028_SC A_GWh_Before Competition Groups_58 | Low Flow Pre-Rinse Spray Nozzle | 0.00622% | 0 | 0.3841 | Commercial_2028_SC A_GWh_Before Competition Groups_Low Flow Pre-Rinse Spray Nozzle
Commercial | COM ¦ Ductless Mini-Split Heat Pumps | 2028 | SC A | GWh | Before Competition Groups | 0.37976 | 0 | 0 | 6175.0913 | 6.1499e-05 | 59 | Commercial_2028_SC A_GWh_Before Competition Groups_59 | Ductless Mini-Split Heat Pumps | 0.00615% | 0 | 0.37976 | Commercial_2028_SC A_GWh_Before Competition Groups_Ductless Mini-Split Heat Pumps
Commercial | Com ¦ Solar Water Preheat (Pools/DHW) | 2028 | SC A | GWh | Before Competition Groups | 0.37929 | 0 | 0 | 6175.0913 | 6.1422e-05 | 60 | Commercial_2028_SC A_GWh_Before Competition Groups_60 | Solar Water Preheat (Pools/DHW) | 0.006142% | 0 | 0.37929 | Commercial_2028_SC A_GWh_Before Competition Groups_Solar Water Preheat (Pools/DHW)
Commercial | Com ¦ PTAC (12 EER/10,000 BTU) | 2028 | SC A | GWh | Before Competition Groups | 0.26012 | 0 | 0 | 6175.0913 | 4.2124e-05 | 61 | Commercial_2028_SC A_GWh_Before Competition Groups_61 | PTAC (12 EER/10,000 BTU) | 0.004212% | 0 | 0.26012 | Commercial_2028_SC A_GWh_Before Competition Groups_PTAC (12 EER/10,000 BTU)
Commercial | Com ¦ HVAC Optimization | 2028 | SC A | GWh | Before Competition Groups | 0.2522 | 0 | 0 | 6175.0913 | 4.0841e-05 | 62 | Commercial_2028_SC A_GWh_Before Competition Groups_62 | HVAC Optimization | 0.004084% | 0 | 0.2522 | Commercial_2028_SC A_GWh_Before Competition Groups_HVAC Optimization
Commercial | Com ¦ Commercial Hot Food Holding Cabinets | 2028 | SC A | GWh | Before Competition Groups | 0.16885 | 0 | 0 | 6175.0913 | 2.7343e-05 | 63 | Commercial_2028_SC A_GWh_Before Competition Groups_63 | Commercial Hot Food Holding Cabinets | 0.002734% | 0 | 0.16885 | Commercial_2028_SC A_GWh_Before Competition Groups_Commercial Hot Food Holding Cabinets
Commercial | Com ¦ Air Curtains | 2028 | SC A | GWh | Before Competition Groups | 0.10373 | 0 | 0 | 6175.0913 | 1.6799e-05 | 64 | Commercial_2028_SC A_GWh_Before Competition Groups_64 | Air Curtains | 0.00168% | 0 | 0.10373 | Commercial_2028_SC A_GWh_Before Competition Groups_Air Curtains
Commercial | Com ¦ Wall Insulation | 2028 | SC A | GWh | Before Competition Groups | 0.062606 | 0 | 0 | 6175.0913 | 1.0138e-05 | 65 | Commercial_2028_SC A_GWh_Before Competition Groups_65 | Wall Insulation | 0.001014% | 0 | 0.062606 | Commercial_2028_SC A_GWh_Before Competition Groups_Wall Insulation
Commercial | Com ¦ LED RECESSED DOWNLIGHTS | 2028 | SC A | GWh | Before Competition Groups | 0.055292 | 0 | 0 | 6175.0913 | 8.9541e-06 | 66 | Commercial_2028_SC A_GWh_Before Competition Groups_66 | LED RECESSED DOWNLIGHTS | 0.0008954% | 0 | 0.055292 | Commercial_2028_SC A_GWh_Before Competition Groups_LED RECESSED DOWNLIGHTS
Commercial | Com ¦ High Efficiency Small Instantaneous Water Heater | 2028 | SC A | GWh | Before Competition Groups | 0.042686 | 0 | 0 | 6175.0913 | 6.9125e-06 | 67 | Commercial_2028_SC A_GWh_Before Competition Groups_67 | High Efficiency Small Instantaneous Water Heater | 0.0006913% | 0 | 0.042686 | Commercial_2028_SC A_GWh_Before Competition Groups_High Efficiency Small Instantaneous Water Heater
Commercial | Com ¦ Energy Recovery Ventilation and Ventilation (Enhanced) | 2028 | SC A | GWh | Before Competition Groups | 0.037681 | 0 | 0 | 6175.0913 | 6.1021e-06 | 68 | Commercial_2028_SC A_GWh_Before Competition Groups_68 | Energy Recovery Ventilation and Ventilation (Enhanced) | 0.0006102% | 0 | 0.037681 | Commercial_2028_SC A_GWh_Before Competition Groups_Energy Recovery Ventilation and Ventilation (Enhanced)
Commercial | Com ¦ LLLC - Low Impact Application | 2028 | SC A | GWh | Before Competition Groups | 0.024412 | 0 | 0 | 6175.0913 | 3.9533e-06 | 69 | Commercial_2028_SC A_GWh_Before Competition Groups_69 | LLLC - Low Impact Application | 0.0003953% | 0 | 0.024412 | Commercial_2028_SC A_GWh_Before Competition Groups_LLLC - Low Impact Application
Commercial | Com ¦ LLLC - High Impact Application | 2028 | SC A | GWh | Before Competition Groups | 0.022959 | 0 | 0 | 6175.0913 | 3.718e-06 | 70 | Commercial_2028_SC A_GWh_Before Competition Groups_70 | LLLC - High Impact Application | 0.0003718% | 0 | 0.022959 | Commercial_2028_SC A_GWh_Before Competition Groups_LLLC - High Impact Application
Commercial | Com ¦ VSD Air Compressor | 2028 | SC A | GWh | Before Competition Groups | 0.020654 | 0 | 0 | 6175.0913 | 3.3447e-06 | 71 | Commercial_2028_SC A_GWh_Before Competition Groups_71 | VSD Air Compressor | 0.0003345% | 0 | 0.020654 | Commercial_2028_SC A_GWh_Before Competition Groups_VSD Air Compressor
Commercial | Com ¦ EC Plug Fan for Data Center (under cabinet) | 2028 | SC A | GWh | Before Competition Groups | 0.013673 | 0 | 0 | 6175.0913 | 2.2142e-06 | 72 | Commercial_2028_SC A_GWh_Before Competition Groups_72 | EC Plug Fan for Data Center (under cabinet) | 0.0002214% | 0 | 0.013673 | Commercial_2028_SC A_GWh_Before Competition Groups_EC Plug Fan for Data Center (under cabinet)
Commercial | Com ¦ Room AC (w/ louvered sides) 14 SEER from 12 SEER code | 2028 | SC A | GWh | Before Competition Groups | 0.013095 | 0 | 0 | 6175.0913 | 2.1206e-06 | 73 | Commercial_2028_SC A_GWh_Before Competition Groups_73 | Room AC (w/ louvered sides) 14 SEER from 12 SEER code | 0.0002121% | 0 | 0.013095 | Commercial_2028_SC A_GWh_Before Competition Groups_Room AC (w/ louvered sides) 14 SEER from 12 SEER code
Commercial | Com ¦ High Efficiency Chiller (avg of water and air cooled) | 2028 | SC A | GWh | Before Competition Groups | 0.0040307 | 0 | 0 | 6175.0913 | 6.5274e-07 | 74 | Commercial_2028_SC A_GWh_Before Competition Groups_74 | High Efficiency Chiller (avg of water and air cooled) | 6.527e-05% | 0 | 0.0040307 | Commercial_2028_SC A_GWh_Before Competition Groups_High Efficiency Chiller (avg of water and air cooled)
Commercial | Com ¦ Electric Convection Combination Ovens | 2028 | SC A | GWh | Before Competition Groups | 0.0021541 | 0 | 0 | 6175.0913 | 3.4884e-07 | 75 | Commercial_2028_SC A_GWh_Before Competition Groups_75 | Electric Convection Combination Ovens | 3.488e-05% | 0 | 0.0021541 | Commercial_2028_SC A_GWh_Before Competition Groups_Electric Convection Combination Ovens
Commercial | Com ¦ Networked/Connected - High Impact Application | 2028 | SC A | GWh | Before Competition Groups | 0.00054829 | 0 | 0 | 6175.0913 | 8.879e-08 | 76 | Commercial_2028_SC A_GWh_Before Competition Groups_76 | Networked/Connected - High Impact Application | 8.879e-06% | 0 | 0.00054829 | Commercial_2028_SC A_GWh_Before Competition Groups_Networked/Connected - High Impact Application
Commercial | Com ¦ Networked/Connected - Low Impact Application | 2028 | SC A | GWh | Before Competition Groups | 2.5164e-05 | 0 | 0 | 6175.0913 | 4.0751e-09 | 77 | Commercial_2028_SC A_GWh_Before Competition Groups_77 | Networked/Connected - Low Impact Application | 4.075e-07% | 0 | 2.5164e-05 | Commercial_2028_SC A_GWh_Before Competition Groups_Networked/Connected - Low Impact Application
Commercial | Com ¦ Efficient compressor motor | 2028 | SC A | GWh | Before Competition Groups | 0 | 0 | 0 | 6175.0913 | 0 | 78 | Commercial_2028_SC A_GWh_Before Competition Groups_78 | Efficient compressor motor | 0% | 0 | 0 | Commercial_2028_SC A_GWh_Before Competition Groups_Efficient compressor motor
Commercial | Com ¦ Indoor Daylight Sensors/Photocell Dimming Control | 2028 | SC A | GWh | Before Competition Groups | 0 | 0 | 0 | 6175.0913 | 0 | 79 | Commercial_2028_SC A_GWh_Before Competition Groups_79 | Indoor Daylight Sensors/Photocell Dimming Control | 0% | 0 | 0 | Commercial_2028_SC A_GWh_Before Competition Groups_Indoor Daylight Sensors/Photocell Dimming Control
Commercial | Com ¦ Variable Refrigerant Flow Heat Pump | 2028 | SC A | GWh | Before Competition Groups | 0 | 0 | 0 | 6175.0913 | 0 | 80 | Commercial_2028_SC A_GWh_Before Competition Groups_80 | Variable Refrigerant Flow Heat Pump | 0% | 0 | 0 | Commercial_2028_SC A_GWh_Before Competition Groups_Variable Refrigerant Flow Heat Pump
Commercial | Com ¦ ENERGY STAR LED LAMPS (REFLECTOR LAMPs/MR16/PAR 16) | 2028 | SC B | GWh | Before Competition Groups | 794.6392 | 0 | 0 | 8351.564 | 0.095149 | 1 | Commercial_2028_SC B_GWh_Before Competition Groups_1 | ENERGY STAR LED LAMPS (REFLECTOR LAMPs/MR16/PAR 16) | 9.515% | 0 | 794.6392 | Commercial_2028_SC B_GWh_Before Competition Groups_ENERGY STAR LED LAMPS (REFLECTOR LAMPs/MR16/PAR 16)
Commercial | Com ¦ LED Low/High Bay | 2028 | SC B | GWh | Before Competition Groups | 751.6894 | 0 | 0 | 8351.564 | 0.090006 | 2 | Commercial_2028_SC B_GWh_Before Competition Groups_2 | LED Low/High Bay | 9.001% | 0 | 751.6894 | Commercial_2028_SC B_GWh_Before Competition Groups_LED Low/High Bay
Commercial | Com ¦ LED Troffer/Surface/Suspended | 2028 | SC B | GWh | Before Competition Groups | 717.385 | 0 | 0 | 8351.564 | 0.085898 | 3 | Commercial_2028_SC B_GWh_Before Competition Groups_3 | LED Troffer/Surface/Suspended | 8.59% | 0 | 717.385 | Commercial_2028_SC B_GWh_Before Competition Groups_LED Troffer/Surface/Suspended
Commercial | Com ¦ Building Recommissioning, Operations and Maintenance (O&M) Improvements | 2028 | SC B | GWh | Before Competition Groups | 555.7563 | 0 | 0 | 8351.564 | 0.066545 | 4 | Commercial_2028_SC B_GWh_Before Competition Groups_4 | Building Recommissioning, Operations and Maintenance (O&M) Improvements | 6.655% | 0 | 555.7563 | Commercial_2028_SC B_GWh_Before Competition Groups_Building Recommissioning, Operations and Maintenance (O&M) Improvements
Commercial | Com ¦ Education and Capacity Building/Energy Behavior | 2028 | SC B | GWh | Before Competition Groups | 513.6791 | 0 | 0 | 8351.564 | 0.061507 | 5 | Commercial_2028_SC B_GWh_Before Competition Groups_5 | Education and Capacity Building/Energy Behavior | 6.151% | 0 | 513.6791 | Commercial_2028_SC B_GWh_Before Competition Groups_Education and Capacity Building/Energy Behavior
Commercial | Com ¦ LED EXTERIOR AREA LIGHTS - LED fixture (200W) | 2028 | SC B | GWh | Before Competition Groups | 508.089 | 0 | 0 | 8351.564 | 0.060838 | 6 | Commercial_2028_SC B_GWh_Before Competition Groups_6 | LED EXTERIOR AREA LIGHTS - LED fixture (200W) | 6.084% | 0 | 508.089 | Commercial_2028_SC B_GWh_Before Competition Groups_LED EXTERIOR AREA LIGHTS - LED fixture (200W)
Commercial | Com ¦ LED parking lot fixture | 2028 | SC B | GWh | Before Competition Groups | 490.2515 | 0 | 0 | 8351.564 | 0.058702 | 7 | Commercial_2028_SC B_GWh_Before Competition Groups_7 | LED parking lot fixture | 5.87% | 0 | 490.2515 | Commercial_2028_SC B_GWh_Before Competition Groups_LED parking lot fixture
Commercial | Com ¦ Furnace Tune-Up | 2028 | SC B | GWh | Before Competition Groups | 467.0382 | 0 | 0 | 8351.564 | 0.055922 | 8 | Commercial_2028_SC B_GWh_Before Competition Groups_8 | Furnace Tune-Up | 5.592% | 0 | 467.0382 | Commercial_2028_SC B_GWh_Before Competition Groups_Furnace Tune-Up
Commercial | Com ¦ LED Replacement Lamp (Tube) | 2028 | SC B | GWh | Before Competition Groups | 416.9443 | 0 | 0 | 8351.564 | 0.049924 | 9 | Commercial_2028_SC B_GWh_Before Competition Groups_9 | LED Replacement Lamp (Tube) | 4.992% | 0 | 416.9443 | Commercial_2028_SC B_GWh_Before Competition Groups_LED Replacement Lamp (Tube)
Commercial | Com ¦ LED street light fixture | 2028 | SC B | GWh | Before Competition Groups | 300.3622 | 0 | 0 | 8351.564 | 0.035965 | 10 | Commercial_2028_SC B_GWh_Before Competition Groups_10 | LED street light fixture | 3.596% | 0 | 300.3622 | Commercial_2028_SC B_GWh_Before Competition Groups_LED street light fixture
Commercial | Com ¦ Data Center Storage/Server Virtualization | 2028 | SC B | GWh | Before Competition Groups | 210.4537 | 0 | 0 | 8351.564 | 0.025199 | 11 | Commercial_2028_SC B_GWh_Before Competition Groups_11 | Data Center Storage/Server Virtualization | 2.52% | 0 | 210.4537 | Commercial_2028_SC B_GWh_Before Competition Groups_Data Center Storage/Server Virtualization
Commercial | Com ¦ Strip Curtains | 2028 | SC B | GWh | Before Competition Groups | 183.9693 | 0 | 0 | 8351.564 | 0.022028 | 12 | Commercial_2028_SC B_GWh_Before Competition Groups_12 | Strip Curtains | 2.203% | 0 | 183.9693 | Commercial_2028_SC B_GWh_Before Competition Groups_Strip Curtains
Commercial | Com ¦ Demand Control Ventilation | 2028 | SC B | GWh | Before Competition Groups | 178.7634 | 0 | 0 | 8351.564 | 0.021405 | 13 | Commercial_2028_SC B_GWh_Before Competition Groups_13 | Demand Control Ventilation | 2.14% | 0 | 178.7634 | Commercial_2028_SC B_GWh_Before Competition Groups_Demand Control Ventilation
Commercial | Com ¦ Reach-in Shaded Pole to ECM/PSC Evaporator Fan Motor | 2028 | SC B | GWh | Before Competition Groups | 172.2603 | 0 | 0 | 8351.564 | 0.020626 | 14 | Commercial_2028_SC B_GWh_Before Competition Groups_14 | Reach-in Shaded Pole to ECM/PSC Evaporator Fan Motor | 2.063% | 0 | 172.2603 | Commercial_2028_SC B_GWh_Before Competition Groups_Reach-in Shaded Pole to ECM/PSC Evaporator Fan Motor
Commercial | Com ¦ Refrigerated Display Case Doors | 2028 | SC B | GWh | Before Competition Groups | 161.2708 | 0 | 0 | 8351.564 | 0.01931 | 15 | Commercial_2028_SC B_GWh_Before Competition Groups_15 | Refrigerated Display Case Doors | 1.931% | 0 | 161.2708 | Commercial_2028_SC B_GWh_Before Competition Groups_Refrigerated Display Case Doors
Commercial | Com ¦ High Efficiency Air Source Heat Pump | 2028 | SC B | GWh | Before Competition Groups | 157.3709 | 0 | 0 | 8351.564 | 0.018843 | 16 | Commercial_2028_SC B_GWh_Before Competition Groups_16 | High Efficiency Air Source Heat Pump | 1.884% | 0 | 157.3709 | Commercial_2028_SC B_GWh_Before Competition Groups_High Efficiency Air Source Heat Pump
Commercial | Com ¦ Variable Frequency Drive (VFD) | 2028 | SC B | GWh | Before Competition Groups | 155.3142 | 0 | 0 | 8351.564 | 0.018597 | 17 | Commercial_2028_SC B_GWh_Before Competition Groups_17 | Variable Frequency Drive (VFD) | 1.86% | 0 | 155.3142 | Commercial_2028_SC B_GWh_Before Competition Groups_Variable Frequency Drive (VFD)
Commercial | Com ¦ VFD on Pumps | 2028 | SC B | GWh | Before Competition Groups | 145.1529 | 0 | 0 | 8351.564 | 0.01738 | 18 | Commercial_2028_SC B_GWh_Before Competition Groups_18 | VFD on Pumps | 1.738% | 0 | 145.1529 | Commercial_2028_SC B_GWh_Before Competition Groups_VFD on Pumps
Commercial | Com ¦ LED or Equivalent Sign Lighting | 2028 | SC B | GWh | Before Competition Groups | 134.626 | 0 | 0 | 8351.564 | 0.01612 | 19 | Commercial_2028_SC B_GWh_Before Competition Groups_19 | LED or Equivalent Sign Lighting | 1.612% | 0 | 134.626 | Commercial_2028_SC B_GWh_Before Competition Groups_LED or Equivalent Sign Lighting
Commercial | Com ¦ Centrally controlled desktop PC/NETWORK PC POWER MANAGEMENT SOFTWARE | 2028 | SC B | GWh | Before Competition Groups | 130.5167 | 0 | 0 | 8351.564 | 0.015628 | 20 | Commercial_2028_SC B_GWh_Before Competition Groups_20 | Centrally controlled desktop PC/NETWORK PC POWER MANAGEMENT SOFTWARE | 1.563% | 0 | 130.5167 | Commercial_2028_SC B_GWh_Before Competition Groups_Centrally controlled desktop PC/NETWORK PC POWER MANAGEMENT SOFTWARE
Commercial | Com ¦ Air Handler with Dedicated Outdoor Air Systems | 2028 | SC B | GWh | Before Competition Groups | 117.4823 | 0 | 0 | 8351.564 | 0.014067 | 21 | Commercial_2028_SC B_GWh_Before Competition Groups_21 | Air Handler with Dedicated Outdoor Air Systems | 1.407% | 0 | 117.4823 | Commercial_2028_SC B_GWh_Before Competition Groups_Air Handler with Dedicated Outdoor Air Systems
Commercial | Com ¦ Advanced BAS/Controllers | 2028 | SC B | GWh | Before Competition Groups | 114.6646 | 0 | 0 | 8351.564 | 0.01373 | 22 | Commercial_2028_SC B_GWh_Before Competition Groups_22 | Advanced BAS/Controllers | 1.373% | 0 | 114.6646 | Commercial_2028_SC B_GWh_Before Competition Groups_Advanced BAS/Controllers
Commercial | Com ¦ Adaptive Thermostats | 2028 | SC B | GWh | Before Competition Groups | 105.1608 | 0 | 0 | 8351.564 | 0.012592 | 23 | Commercial_2028_SC B_GWh_Before Competition Groups_23 | Adaptive Thermostats | 1.259% | 0 | 105.1608 | Commercial_2028_SC B_GWh_Before Competition Groups_Adaptive Thermostats
Commercial | Com ¦ ENERGY STAR LED LAMPS (General Service Lamps) | 2028 | SC B | GWh | Before Competition Groups | 99.0741 | 0 | 0 | 8351.564 | 0.011863 | 24 | Commercial_2028_SC B_GWh_Before Competition Groups_24 | ENERGY STAR LED LAMPS (General Service Lamps) | 1.186% | 0 | 99.0741 | Commercial_2028_SC B_GWh_Before Competition Groups_ENERGY STAR LED LAMPS (General Service Lamps)
Commercial | Com ¦ ECM MOTORS FOR EVAPORATOR FANS for refrigeration (WALK-IN) | 2028 | SC B | GWh | Before Competition Groups | 72.8434 | 0 | 0 | 8351.564 | 0.0087221 | 25 | Commercial_2028_SC B_GWh_Before Competition Groups_25 | ECM MOTORS FOR EVAPORATOR FANS for refrigeration (WALK-IN) | 0.8722% | 0 | 72.8434 | Commercial_2028_SC B_GWh_Before Competition Groups_ECM MOTORS FOR EVAPORATOR FANS for refrigeration (WALK-IN)
Commercial | Com ¦ Condensing Unit Heaters or other Efficient Unit Heating System | 2028 | SC B | GWh | Before Competition Groups | 70.2497 | 0 | 0 | 8351.564 | 0.0084116 | 26 | Commercial_2028_SC B_GWh_Before Competition Groups_26 | Condensing Unit Heaters or other Efficient Unit Heating System | 0.8412% | 0 | 70.2497 | Commercial_2028_SC B_GWh_Before Competition Groups_Condensing Unit Heaters or other Efficient Unit Heating System
Commercial | Com ¦ Unitary Air-Conditioning Unit | 2028 | SC B | GWh | Before Competition Groups | 63.9888 | 0 | 0 | 8351.564 | 0.0076619 | 27 | Commercial_2028_SC B_GWh_Before Competition Groups_27 | Unitary Air-Conditioning Unit | 0.7662% | 0 | 63.9888 | Commercial_2028_SC B_GWh_Before Competition Groups_Unitary Air-Conditioning Unit
Commercial | Com ¦ Freezer Case Light Sensor | 2028 | SC B | GWh | Before Competition Groups | 59.8654 | 0 | 0 | 8351.564 | 0.0071682 | 28 | Commercial_2028_SC B_GWh_Before Competition Groups_28 | Freezer Case Light Sensor | 0.7168% | 0 | 59.8654 | Commercial_2028_SC B_GWh_Before Competition Groups_Freezer Case Light Sensor
Commercial | Com ¦ Evaporator Fan Controls | 2028 | SC B | GWh | Before Competition Groups | 58.3977 | 0 | 0 | 8351.564 | 0.0069924 | 29 | Commercial_2028_SC B_GWh_Before Competition Groups_29 | Evaporator Fan Controls | 0.6992% | 0 | 58.3977 | Commercial_2028_SC B_GWh_Before Competition Groups_Evaporator Fan Controls
Commercial | Com ¦ Door Gasket Freezer/Refrigerator | 2028 | SC B | GWh | Before Competition Groups | 57.3689 | 0 | 0 | 8351.564 | 0.0068692 | 30 | Commercial_2028_SC B_GWh_Before Competition Groups_30 | Door Gasket Freezer/Refrigerator | 0.6869% | 0 | 57.3689 | Commercial_2028_SC B_GWh_Before Competition Groups_Door Gasket Freezer/Refrigerator
Commercial | Com ¦ Demand Control Kitchen Ventilation | 2028 | SC B | GWh | Before Competition Groups | 55.9926 | 0 | 0 | 8351.564 | 0.0067044 | 31 | Commercial_2028_SC B_GWh_Before Competition Groups_31 | Demand Control Kitchen Ventilation | 0.6704% | 0 | 55.9926 | Commercial_2028_SC B_GWh_Before Competition Groups_Demand Control Kitchen Ventilation
Commercial | Com ¦ Refrigerated Display Case LED | 2028 | SC B | GWh | Before Competition Groups | 50.2009 | 0 | 0 | 8351.564 | 0.006011 | 32 | Commercial_2028_SC B_GWh_Before Competition Groups_32 | Refrigerated Display Case LED | 0.6011% | 0 | 50.2009 | Commercial_2028_SC B_GWh_Before Competition Groups_Refrigerated Display Case LED
Commercial | Com ¦ BEVERAGE VENDING MACHINE CONTROLS | 2028 | SC B | GWh | Before Competition Groups | 23.3083 | 0 | 0 | 8351.564 | 0.0027909 | 33 | Commercial_2028_SC B_GWh_Before Competition Groups_33 | BEVERAGE VENDING MACHINE CONTROLS | 0.2791% | 0 | 23.3083 | Commercial_2028_SC B_GWh_Before Competition Groups_BEVERAGE VENDING MACHINE CONTROLS
Commercial | Com ¦ Temperature Adjustment in Commercial Freezers | 2028 | SC B | GWh | Before Competition Groups | 22.3461 | 0 | 0 | 8351.564 | 0.0026757 | 34 | Commercial_2028_SC B_GWh_Before Competition Groups_34 | Temperature Adjustment in Commercial Freezers | 0.2676% | 0 | 22.3461 | Commercial_2028_SC B_GWh_Before Competition Groups_Temperature Adjustment in Commercial Freezers
Commercial | Com ¦ Elec Storage WH 2.30 Et | 2028 | SC B | GWh | Before Competition Groups | 21.9206 | 0 | 0 | 8351.564 | 0.0026247 | 35 | Commercial_2028_SC B_GWh_Before Competition Groups_35 | Elec Storage WH 2.30 Et | 0.2625% | 0 | 21.9206 | Commercial_2028_SC B_GWh_Before Competition Groups_Elec Storage WH 2.30 Et
Commercial | Com ¦ ENERGY STAR Griddle (74% eff) | 2028 | SC B | GWh | Before Competition Groups | 19.9232 | 0 | 0 | 8351.564 | 0.0023856 | 36 | Commercial_2028_SC B_GWh_Before Competition Groups_36 | ENERGY STAR Griddle (74% eff) | 0.2386% | 0 | 19.9232 | Commercial_2028_SC B_GWh_Before Competition Groups_ENERGY STAR Griddle (74% eff)
Commercial | Com ¦ CO Sensors for parking garage exhaust fans | 2028 | SC B | GWh | Before Competition Groups | 19.6484 | 0 | 0 | 8351.564 | 0.0023527 | 37 | Commercial_2028_SC B_GWh_Before Competition Groups_37 | CO Sensors for parking garage exhaust fans | 0.2353% | 0 | 19.6484 | Commercial_2028_SC B_GWh_Before Competition Groups_CO Sensors for parking garage exhaust fans
Commercial | Com ¦ Energy Efficient Laboratory Fume Hood | 2028 | SC B | GWh | Before Competition Groups | 19.4059 | 0 | 0 | 8351.564 | 0.0023236 | 38 | Commercial_2028_SC B_GWh_Before Competition Groups_38 | Energy Efficient Laboratory Fume Hood | 0.2324% | 0 | 19.4059 | Commercial_2028_SC B_GWh_Before Competition Groups_Energy Efficient Laboratory Fume Hood
Commercial | Com ¦ Occupancy Sensors | 2028 | SC B | GWh | Before Competition Groups | 17.8628 | 0 | 0 | 8351.564 | 0.0021389 | 39 | Commercial_2028_SC B_GWh_Before Competition Groups_39 | Occupancy Sensors | 0.2139% | 0 | 17.8628 | Commercial_2028_SC B_GWh_Before Competition Groups_Occupancy Sensors
Commercial | Com ¦ Chilled Water Optimization | 2028 | SC B | GWh | Before Competition Groups | 17.8391 | 0 | 0 | 8351.564 | 0.002136 | 40 | Commercial_2028_SC B_GWh_Before Competition Groups_40 | Chilled Water Optimization | 0.2136% | 0 | 17.8391 | Commercial_2028_SC B_GWh_Before Competition Groups_Chilled Water Optimization
Commercial | Com ¦ Vertical Night Covers | 2028 | SC B | GWh | Before Competition Groups | 17.3224 | 0 | 0 | 8351.564 | 0.0020742 | 41 | Commercial_2028_SC B_GWh_Before Competition Groups_41 | Vertical Night Covers | 0.2074% | 0 | 17.3224 | Commercial_2028_SC B_GWh_Before Competition Groups_Vertical Night Covers
Commercial | Com ¦ Duct Insulation, R8 | 2028 | SC B | GWh | Before Competition Groups | 15.6052 | 0 | 0 | 8351.564 | 0.0018685 | 42 | Commercial_2028_SC B_GWh_Before Competition Groups_42 | Duct Insulation, R8 | 0.1869% | 0 | 15.6052 | Commercial_2028_SC B_GWh_Before Competition Groups_Duct Insulation, R8
Commercial | Com ¦ Water Heating (DHW) Pipe Insulation (Add 3/4\ Foam)" | 2028 | SC B | GWh | Before Competition Groups | 14.9641 | 0 | 0 | 8351.564 | 0.0017918 | 43 | Commercial_2028_SC B_GWh_Before Competition Groups_43 | Water Heating (DHW) Pipe Insulation (Add 3/4\ Foam)" | 0.1792% | 0 | 14.9641 | Commercial_2028_SC B_GWh_Before Competition Groups_Water Heating (DHW) Pipe Insulation (Add 3/4\ Foam)"
Commercial | Com ¦ Outside Air Economizer | 2028 | SC B | GWh | Before Competition Groups | 13.0752 | 0 | 0 | 8351.564 | 0.0015656 | 44 | Commercial_2028_SC B_GWh_Before Competition Groups_44 | Outside Air Economizer | 0.1566% | 0 | 13.0752 | Commercial_2028_SC B_GWh_Before Competition Groups_Outside Air Economizer
Commercial | Com ¦ Water Source Heat Pump (4 ton) | 2028 | SC B | GWh | Before Competition Groups | 11.6996 | 0 | 0 | 8351.564 | 0.0014009 | 45 | Commercial_2028_SC B_GWh_Before Competition Groups_45 | Water Source Heat Pump (4 ton) | 0.1401% | 0 | 11.6996 | Commercial_2028_SC B_GWh_Before Competition Groups_Water Source Heat Pump (4 ton)
Commercial | Com ¦ Suction Pipe Insulation Freezer/Refrigerator | 2028 | SC B | GWh | Before Competition Groups | 9.4782 | 0 | 0 | 8351.564 | 0.0011349 | 46 | Commercial_2028_SC B_GWh_Before Competition Groups_46 | Suction Pipe Insulation Freezer/Refrigerator | 0.1135% | 0 | 9.4782 | Commercial_2028_SC B_GWh_Before Competition Groups_Suction Pipe Insulation Freezer/Refrigerator
Commercial | Com ¦ ENERGY STAR Fryer (84% eff) | 2028 | SC B | GWh | Before Competition Groups | 7.2342 | 0 | 0 | 8351.564 | 0.00086621 | 47 | Commercial_2028_SC B_GWh_Before Competition Groups_47 | ENERGY STAR Fryer (84% eff) | 0.08662% | 0 | 7.2342 | Commercial_2028_SC B_GWh_Before Competition Groups_ENERGY STAR Fryer (84% eff)
Commercial | Com ¦ Ozone Laundry Treatment | 2028 | SC B | GWh | Before Competition Groups | 4.4703 | 0 | 0 | 8351.564 | 0.00053526 | 48 | Commercial_2028_SC B_GWh_Before Competition Groups_48 | Ozone Laundry Treatment | 0.05353% | 0 | 4.4703 | Commercial_2028_SC B_GWh_Before Competition Groups_Ozone Laundry Treatment
Commercial | Com ¦ ENERGY STAR Dishwasher | 2028 | SC B | GWh | Before Competition Groups | 4.0539 | 0 | 0 | 8351.564 | 0.00048541 | 49 | Commercial_2028_SC B_GWh_Before Competition Groups_49 | ENERGY STAR Dishwasher | 0.04854% | 0 | 4.0539 | Commercial_2028_SC B_GWh_Before Competition Groups_ENERGY STAR Dishwasher
Commercial | Com ¦ ENERGY STAR Steam Cookers | 2028 | SC B | GWh | Before Competition Groups | 3.4555 | 0 | 0 | 8351.564 | 0.00041376 | 50 | Commercial_2028_SC B_GWh_Before Competition Groups_50 | ENERGY STAR Steam Cookers | 0.04138% | 0 | 3.4555 | Commercial_2028_SC B_GWh_Before Competition Groups_ENERGY STAR Steam Cookers
Commercial | Com ¦ Condensing Make Up Air Unit | 2028 | SC B | GWh | Before Competition Groups | 3.2629 | 0 | 0 | 8351.564 | 0.0003907 | 51 | Commercial_2028_SC B_GWh_Before Competition Groups_51 | Condensing Make Up Air Unit | 0.03907% | 0 | 3.2629 | Commercial_2028_SC B_GWh_Before Competition Groups_Condensing Make Up Air Unit
Commercial | Com ¦ Demand controlled Circulating Systems | 2028 | SC B | GWh | Before Competition Groups | 3.2449 | 0 | 0 | 8351.564 | 0.00038854 | 52 | Commercial_2028_SC B_GWh_Before Competition Groups_52 | Demand controlled Circulating Systems | 0.03885% | 0 | 3.2449 | Commercial_2028_SC B_GWh_Before Competition Groups_Demand controlled Circulating Systems
Commercial | Com ¦ Thermostat Setback | 2028 | SC B | GWh | Before Competition Groups | 2.054 | 0 | 0 | 8351.564 | 0.00024594 | 53 | Commercial_2028_SC B_GWh_Before Competition Groups_53 | Thermostat Setback | 0.02459% | 0 | 2.054 | Commercial_2028_SC B_GWh_Before Competition Groups_Thermostat Setback
Commercial | Com ¦ ECM MOTORS FOR HVAC APPLICATION (FAN-POWERED VAV BOX) | 2028 | SC B | GWh | Before Competition Groups | 1.9432 | 0 | 0 | 8351.564 | 0.00023267 | 54 | Commercial_2028_SC B_GWh_Before Competition Groups_54 | ECM MOTORS FOR HVAC APPLICATION (FAN-POWERED VAV BOX) | 0.02327% | 0 | 1.9432 | Commercial_2028_SC B_GWh_Before Competition Groups_ECM MOTORS FOR HVAC APPLICATION (FAN-POWERED VAV BOX)
Commercial | Com ¦ Notched V belts for HVAC Systems | 2028 | SC B | GWh | Before Competition Groups | 0.96295 | 0 | 0 | 8351.564 | 0.0001153 | 55 | Commercial_2028_SC B_GWh_Before Competition Groups_55 | Notched V belts for HVAC Systems | 0.01153% | 0 | 0.96295 | Commercial_2028_SC B_GWh_Before Competition Groups_Notched V belts for HVAC Systems
Commercial | Com ¦ Solar Water Preheat (Pools/DHW) | 2028 | SC B | GWh | Before Competition Groups | 0.92209 | 0 | 0 | 8351.564 | 0.00011041 | 56 | Commercial_2028_SC B_GWh_Before Competition Groups_56 | Solar Water Preheat (Pools/DHW) | 0.01104% | 0 | 0.92209 | Commercial_2028_SC B_GWh_Before Competition Groups_Solar Water Preheat (Pools/DHW)
Commercial | Com ¦ Auto Off Time Switch or Time Clock control | 2028 | SC B | GWh | Before Competition Groups | 0.8858 | 0 | 0 | 8351.564 | 0.00010606 | 57 | Commercial_2028_SC B_GWh_Before Competition Groups_57 | Auto Off Time Switch or Time Clock control | 0.01061% | 0 | 0.8858 | Commercial_2028_SC B_GWh_Before Competition Groups_Auto Off Time Switch or Time Clock control
Commercial | Com ¦ CEE Tier 2/Energy Star Clothes Washers | 2028 | SC B | GWh | Before Competition Groups | 0.8699 | 0 | 0 | 8351.564 | 0.00010416 | 58 | Commercial_2028_SC B_GWh_Before Competition Groups_58 | CEE Tier 2/Energy Star Clothes Washers | 0.01042% | 0 | 0.8699 | Commercial_2028_SC B_GWh_Before Competition Groups_CEE Tier 2/Energy Star Clothes Washers
Commercial | Com ¦ PTAC (12 EER/10,000 BTU) | 2028 | SC B | GWh | Before Competition Groups | 0.67373 | 0 | 0 | 8351.564 | 8.0671e-05 | 59 | Commercial_2028_SC B_GWh_Before Competition Groups_59 | PTAC (12 EER/10,000 BTU) | 0.008067% | 0 | 0.67373 | Commercial_2028_SC B_GWh_Before Competition Groups_PTAC (12 EER/10,000 BTU)
Commercial | COM ¦ Ductless Mini-Split Heat Pumps | 2028 | SC B | GWh | Before Competition Groups | 0.53241 | 0 | 0 | 8351.564 | 6.375e-05 | 60 | Commercial_2028_SC B_GWh_Before Competition Groups_60 | Ductless Mini-Split Heat Pumps | 0.006375% | 0 | 0.53241 | Commercial_2028_SC B_GWh_Before Competition Groups_Ductless Mini-Split Heat Pumps
Commercial | Com ¦ Low Flow Pre-Rinse Spray Nozzle | 2028 | SC B | GWh | Before Competition Groups | 0.49756 | 0 | 0 | 8351.564 | 5.9576e-05 | 61 | Commercial_2028_SC B_GWh_Before Competition Groups_61 | Low Flow Pre-Rinse Spray Nozzle | 0.005958% | 0 | 0.49756 | Commercial_2028_SC B_GWh_Before Competition Groups_Low Flow Pre-Rinse Spray Nozzle
Commercial | Com ¦ High Efficiency Small Instantaneous Water Heater | 2028 | SC B | GWh | Before Competition Groups | 0.26422 | 0 | 0 | 8351.564 | 3.1637e-05 | 62 | Commercial_2028_SC B_GWh_Before Competition Groups_62 | High Efficiency Small Instantaneous Water Heater | 0.003164% | 0 | 0.26422 | Commercial_2028_SC B_GWh_Before Competition Groups_High Efficiency Small Instantaneous Water Heater
Commercial | Com ¦ HVAC Optimization | 2028 | SC B | GWh | Before Competition Groups | 0.2522 | 0 | 0 | 8351.564 | 3.0197e-05 | 63 | Commercial_2028_SC B_GWh_Before Competition Groups_63 | HVAC Optimization | 0.00302% | 0 | 0.2522 | Commercial_2028_SC B_GWh_Before Competition Groups_HVAC Optimization
Commercial | Com ¦ Commercial Hot Food Holding Cabinets | 2028 | SC B | GWh | Before Competition Groups | 0.24479 | 0 | 0 | 8351.564 | 2.9311e-05 | 64 | Commercial_2028_SC B_GWh_Before Competition Groups_64 | Commercial Hot Food Holding Cabinets | 0.002931% | 0 | 0.24479 | Commercial_2028_SC B_GWh_Before Competition Groups_Commercial Hot Food Holding Cabinets
Commercial | Com ¦ Energy Recovery Ventilation and Ventilation (Enhanced) | 2028 | SC B | GWh | Before Competition Groups | 0.15529 | 0 | 0 | 8351.564 | 1.8595e-05 | 65 | Commercial_2028_SC B_GWh_Before Competition Groups_65 | Energy Recovery Ventilation and Ventilation (Enhanced) | 0.001859% | 0 | 0.15529 | Commercial_2028_SC B_GWh_Before Competition Groups_Energy Recovery Ventilation and Ventilation (Enhanced)
Commercial | Com ¦ Wall Insulation | 2028 | SC B | GWh | Before Competition Groups | 0.14208 | 0 | 0 | 8351.564 | 1.7013e-05 | 66 | Commercial_2028_SC B_GWh_Before Competition Groups_66 | Wall Insulation | 0.001701% | 0 | 0.14208 | Commercial_2028_SC B_GWh_Before Competition Groups_Wall Insulation
Commercial | Com ¦ LED RECESSED DOWNLIGHTS | 2028 | SC B | GWh | Before Competition Groups | 0.060641 | 0 | 0 | 8351.564 | 7.261e-06 | 67 | Commercial_2028_SC B_GWh_Before Competition Groups_67 | LED RECESSED DOWNLIGHTS | 0.0007261% | 0 | 0.060641 | Commercial_2028_SC B_GWh_Before Competition Groups_LED RECESSED DOWNLIGHTS
Commercial | Com ¦ Room AC (w/ louvered sides) 14 SEER from 12 SEER code | 2028 | SC B | GWh | Before Competition Groups | 0.041856 | 0 | 0 | 8351.564 | 5.0117e-06 | 68 | Commercial_2028_SC B_GWh_Before Competition Groups_68 | Room AC (w/ louvered sides) 14 SEER from 12 SEER code | 0.0005012% | 0 | 0.041856 | Commercial_2028_SC B_GWh_Before Competition Groups_Room AC (w/ louvered sides) 14 SEER from 12 SEER code
Commercial | Com ¦ Air Curtains | 2028 | SC B | GWh | Before Competition Groups | 0.038537 | 0 | 0 | 8351.564 | 4.6143e-06 | 69 | Commercial_2028_SC B_GWh_Before Competition Groups_69 | Air Curtains | 0.0004614% | 0 | 0.038537 | Commercial_2028_SC B_GWh_Before Competition Groups_Air Curtains
Commercial | Com ¦ High Efficiency Chiller (avg of water and air cooled) | 2028 | SC B | GWh | Before Competition Groups | 0.031723 | 0 | 0 | 8351.564 | 3.7985e-06 | 70 | Commercial_2028_SC B_GWh_Before Competition Groups_70 | High Efficiency Chiller (avg of water and air cooled) | 0.0003798% | 0 | 0.031723 | Commercial_2028_SC B_GWh_Before Competition Groups_High Efficiency Chiller (avg of water and air cooled)
Commercial | Com ¦ VSD Air Compressor | 2028 | SC B | GWh | Before Competition Groups | 0.024818 | 0 | 0 | 8351.564 | 2.9717e-06 | 71 | Commercial_2028_SC B_GWh_Before Competition Groups_71 | VSD Air Compressor | 0.0002972% | 0 | 0.024818 | Commercial_2028_SC B_GWh_Before Competition Groups_VSD Air Compressor
Commercial | Com ¦ EC Plug Fan for Data Center (under cabinet) | 2028 | SC B | GWh | Before Competition Groups | 0.021447 | 0 | 0 | 8351.564 | 2.568e-06 | 72 | Commercial_2028_SC B_GWh_Before Competition Groups_72 | EC Plug Fan for Data Center (under cabinet) | 0.0002568% | 0 | 0.021447 | Commercial_2028_SC B_GWh_Before Competition Groups_EC Plug Fan for Data Center (under cabinet)
Commercial | Com ¦ Electric Convection Combination Ovens | 2028 | SC B | GWh | Before Competition Groups | 0.0023579 | 0 | 0 | 8351.564 | 2.8233e-07 | 73 | Commercial_2028_SC B_GWh_Before Competition Groups_73 | Electric Convection Combination Ovens | 2.823e-05% | 0 | 0.0023579 | Commercial_2028_SC B_GWh_Before Competition Groups_Electric Convection Combination Ovens
Commercial | Com ¦ LLLC - Low Impact Application | 2028 | SC B | GWh | Before Competition Groups | 2.7121e-18 | 0 | 0 | 8351.564 | 3.2474e-22 | 74 | Commercial_2028_SC B_GWh_Before Competition Groups_74 | LLLC - Low Impact Application | 3.247e-20% | 0 | 2.7121e-18 | Commercial_2028_SC B_GWh_Before Competition Groups_LLLC - Low Impact Application
Commercial | Com ¦ LLLC - High Impact Application | 2028 | SC B | GWh | Before Competition Groups | 9.7013e-19 | 0 | 0 | 8351.564 | 1.1616e-22 | 75 | Commercial_2028_SC B_GWh_Before Competition Groups_75 | LLLC - High Impact Application | 1.162e-20% | 0 | 9.7013e-19 | Commercial_2028_SC B_GWh_Before Competition Groups_LLLC - High Impact Application
Commercial | Com ¦ Networked/Connected - High Impact Application | 2028 | SC B | GWh | Before Competition Groups | 1.1884e-20 | 0 | 0 | 8351.564 | 1.423e-24 | 76 | Commercial_2028_SC B_GWh_Before Competition Groups_76 | Networked/Connected - High Impact Application | 1.423e-22% | 0 | 1.1884e-20 | Commercial_2028_SC B_GWh_Before Competition Groups_Networked/Connected - High Impact Application
Commercial | Com ¦ Networked/Connected - Low Impact Application | 2028 | SC B | GWh | Before Competition Groups | 6.5353e-21 | 0 | 0 | 8351.564 | 7.8253e-25 | 77 | Commercial_2028_SC B_GWh_Before Competition Groups_77 | Networked/Connected - Low Impact Application | 7.825e-23% | 0 | 6.5353e-21 | Commercial_2028_SC B_GWh_Before Competition Groups_Networked/Connected - Low Impact Application
Commercial | Com ¦ Efficient compressor motor | 2028 | SC B | GWh | Before Competition Groups | 0 | 0 | 0 | 8351.564 | 0 | 78 | Commercial_2028_SC B_GWh_Before Competition Groups_78 | Efficient compressor motor | 0% | 0 | 0 | Commercial_2028_SC B_GWh_Before Competition Groups_Efficient compressor motor
Commercial | Com ¦ Indoor Daylight Sensors/Photocell Dimming Control | 2028 | SC B | GWh | Before Competition Groups | 0 | 0 | 0 | 8351.564 | 0 | 79 | Commercial_2028_SC B_GWh_Before Competition Groups_79 | Indoor Daylight Sensors/Photocell Dimming Control | 0% | 0 | 0 | Commercial_2028_SC B_GWh_Before Competition Groups_Indoor Daylight Sensors/Photocell Dimming Control
Commercial | Com ¦ Variable Refrigerant Flow Heat Pump | 2028 | SC B | GWh | Before Competition Groups | 0 | 0 | 0 | 8351.564 | 0 | 80 | Commercial_2028_SC B_GWh_Before Competition Groups_80 | Variable Refrigerant Flow Heat Pump | 0% | 0 | 0 | Commercial_2028_SC B_GWh_Before Competition Groups_Variable Refrigerant Flow Heat Pump
Commercial | Com ¦ ENERGY STAR LED LAMPS (REFLECTOR LAMPs/MR16/PAR 16) | 2028 | SC C | GWh | Before Competition Groups | 794.6392 | 0 | 0 | 6452.1782 | 0.12316 | 1 | Commercial_2028_SC C_GWh_Before Competition Groups_1 | ENERGY STAR LED LAMPS (REFLECTOR LAMPs/MR16/PAR 16) | 12.32% | 0 | 794.6392 | Commercial_2028_SC C_GWh_Before Competition Groups_ENERGY STAR LED LAMPS (REFLECTOR LAMPs/MR16/PAR 16)
Commercial | Com ¦ LED Low/High Bay | 2028 | SC C | GWh | Before Competition Groups | 750.0367 | 0 | 0 | 6452.1782 | 0.11625 | 2 | Commercial_2028_SC C_GWh_Before Competition Groups_2 | LED Low/High Bay | 11.62% | 0 | 750.0367 | Commercial_2028_SC C_GWh_Before Competition Groups_LED Low/High Bay
Commercial | Com ¦ LED Troffer/Surface/Suspended | 2028 | SC C | GWh | Before Competition Groups | 715.6142 | 0 | 0 | 6452.1782 | 0.11091 | 3 | Commercial_2028_SC C_GWh_Before Competition Groups_3 | LED Troffer/Surface/Suspended | 11.09% | 0 | 715.6142 | Commercial_2028_SC C_GWh_Before Competition Groups_LED Troffer/Surface/Suspended
Commercial | Com ¦ LED EXTERIOR AREA LIGHTS - LED fixture (200W) | 2028 | SC C | GWh | Before Competition Groups | 506.8298 | 0 | 0 | 6452.1782 | 0.078552 | 4 | Commercial_2028_SC C_GWh_Before Competition Groups_4 | LED EXTERIOR AREA LIGHTS - LED fixture (200W) | 7.855% | 0 | 506.8298 | Commercial_2028_SC C_GWh_Before Competition Groups_LED EXTERIOR AREA LIGHTS - LED fixture (200W)
Commercial | Com ¦ LED parking lot fixture | 2028 | SC C | GWh | Before Competition Groups | 490.2515 | 0 | 0 | 6452.1782 | 0.075982 | 5 | Commercial_2028_SC C_GWh_Before Competition Groups_5 | LED parking lot fixture | 7.598% | 0 | 490.2515 | Commercial_2028_SC C_GWh_Before Competition Groups_LED parking lot fixture
Commercial | Com ¦ LED Replacement Lamp (Tube) | 2028 | SC C | GWh | Before Competition Groups | 416.9443 | 0 | 0 | 6452.1782 | 0.064621 | 6 | Commercial_2028_SC C_GWh_Before Competition Groups_6 | LED Replacement Lamp (Tube) | 6.462% | 0 | 416.9443 | Commercial_2028_SC C_GWh_Before Competition Groups_LED Replacement Lamp (Tube)
Commercial | Com ¦ Building Recommissioning, Operations and Maintenance (O&M) Improvements | 2028 | SC C | GWh | Before Competition Groups | 321.2703 | 0 | 0 | 6452.1782 | 0.049793 | 7 | Commercial_2028_SC C_GWh_Before Competition Groups_7 | Building Recommissioning, Operations and Maintenance (O&M) Improvements | 4.979% | 0 | 321.2703 | Commercial_2028_SC C_GWh_Before Competition Groups_Building Recommissioning, Operations and Maintenance (O&M) Improvements
Commercial | Com ¦ LED street light fixture | 2028 | SC C | GWh | Before Competition Groups | 300.3622 | 0 | 0 | 6452.1782 | 0.046552 | 8 | Commercial_2028_SC C_GWh_Before Competition Groups_8 | LED street light fixture | 4.655% | 0 | 300.3622 | Commercial_2028_SC C_GWh_Before Competition Groups_LED street light fixture
Commercial | Com ¦ Furnace Tune-Up | 2028 | SC C | GWh | Before Competition Groups | 211.0017 | 0 | 0 | 6452.1782 | 0.032702 | 9 | Commercial_2028_SC C_GWh_Before Competition Groups_9 | Furnace Tune-Up | 3.27% | 0 | 211.0017 | Commercial_2028_SC C_GWh_Before Competition Groups_Furnace Tune-Up
Commercial | Com ¦ Data Center Storage/Server Virtualization | 2028 | SC C | GWh | Before Competition Groups | 179.5961 | 0 | 0 | 6452.1782 | 0.027835 | 10 | Commercial_2028_SC C_GWh_Before Competition Groups_10 | Data Center Storage/Server Virtualization | 2.783% | 0 | 179.5961 | Commercial_2028_SC C_GWh_Before Competition Groups_Data Center Storage/Server Virtualization
Commercial | Com ¦ High Efficiency Air Source Heat Pump | 2028 | SC C | GWh | Before Competition Groups | 157.3713 | 0 | 0 | 6452.1782 | 0.02439 | 11 | Commercial_2028_SC C_GWh_Before Competition Groups_11 | High Efficiency Air Source Heat Pump | 2.439% | 0 | 157.3713 | Commercial_2028_SC C_GWh_Before Competition Groups_High Efficiency Air Source Heat Pump
Commercial | Com ¦ Reach-in Shaded Pole to ECM/PSC Evaporator Fan Motor | 2028 | SC C | GWh | Before Competition Groups | 157.3251 | 0 | 0 | 6452.1782 | 0.024383 | 12 | Commercial_2028_SC C_GWh_Before Competition Groups_12 | Reach-in Shaded Pole to ECM/PSC Evaporator Fan Motor | 2.438% | 0 | 157.3251 | Commercial_2028_SC C_GWh_Before Competition Groups_Reach-in Shaded Pole to ECM/PSC Evaporator Fan Motor
Commercial | Com ¦ LED or Equivalent Sign Lighting | 2028 | SC C | GWh | Before Competition Groups | 134.626 | 0 | 0 | 6452.1782 | 0.020865 | 13 | Commercial_2028_SC C_GWh_Before Competition Groups_13 | LED or Equivalent Sign Lighting | 2.087% | 0 | 134.626 | Commercial_2028_SC C_GWh_Before Competition Groups_LED or Equivalent Sign Lighting
Commercial | Com ¦ Refrigerated Display Case Doors | 2028 | SC C | GWh | Before Competition Groups | 123.1126 | 0 | 0 | 6452.1782 | 0.019081 | 14 | Commercial_2028_SC C_GWh_Before Competition Groups_14 | Refrigerated Display Case Doors | 1.908% | 0 | 123.1126 | Commercial_2028_SC C_GWh_Before Competition Groups_Refrigerated Display Case Doors
Commercial | Com ¦ Strip Curtains | 2028 | SC C | GWh | Before Competition Groups | 103.1499 | 0 | 0 | 6452.1782 | 0.015987 | 15 | Commercial_2028_SC C_GWh_Before Competition Groups_15 | Strip Curtains | 1.599% | 0 | 103.1499 | Commercial_2028_SC C_GWh_Before Competition Groups_Strip Curtains
Commercial | Com ¦ Education and Capacity Building/Energy Behavior | 2028 | SC C | GWh | Before Competition Groups | 102.7358 | 0 | 0 | 6452.1782 | 0.015923 | 16 | Commercial_2028_SC C_GWh_Before Competition Groups_16 | Education and Capacity Building/Energy Behavior | 1.592% | 0 | 102.7358 | Commercial_2028_SC C_GWh_Before Competition Groups_Education and Capacity Building/Energy Behavior
Commercial | Com ¦ ENERGY STAR LED LAMPS (General Service Lamps) | 2028 | SC C | GWh | Before Competition Groups | 99.0741 | 0 | 0 | 6452.1782 | 0.015355 | 17 | Commercial_2028_SC C_GWh_Before Competition Groups_17 | ENERGY STAR LED LAMPS (General Service Lamps) | 1.536% | 0 | 99.0741 | Commercial_2028_SC C_GWh_Before Competition Groups_ENERGY STAR LED LAMPS (General Service Lamps)
Commercial | Com ¦ Demand Control Ventilation | 2028 | SC C | GWh | Before Competition Groups | 83.4084 | 0 | 0 | 6452.1782 | 0.012927 | 18 | Commercial_2028_SC C_GWh_Before Competition Groups_18 | Demand Control Ventilation | 1.293% | 0 | 83.4084 | Commercial_2028_SC C_GWh_Before Competition Groups_Demand Control Ventilation
Commercial | Com ¦ Advanced BAS/Controllers | 2028 | SC C | GWh | Before Competition Groups | 77.3082 | 0 | 0 | 6452.1782 | 0.011982 | 19 | Commercial_2028_SC C_GWh_Before Competition Groups_19 | Advanced BAS/Controllers | 1.198% | 0 | 77.3082 | Commercial_2028_SC C_GWh_Before Competition Groups_Advanced BAS/Controllers
Commercial | Com ¦ Centrally controlled desktop PC/NETWORK PC POWER MANAGEMENT SOFTWARE | 2028 | SC C | GWh | Before Competition Groups | 75.0504 | 0 | 0 | 6452.1782 | 0.011632 | 20 | Commercial_2028_SC C_GWh_Before Competition Groups_20 | Centrally controlled desktop PC/NETWORK PC POWER MANAGEMENT SOFTWARE | 1.163% | 0 | 75.0504 | Commercial_2028_SC C_GWh_Before Competition Groups_Centrally controlled desktop PC/NETWORK PC POWER MANAGEMENT SOFTWARE
Commercial | Com ¦ Variable Frequency Drive (VFD) | 2028 | SC C | GWh | Before Competition Groups | 70.3185 | 0 | 0 | 6452.1782 | 0.010898 | 21 | Commercial_2028_SC C_GWh_Before Competition Groups_21 | Variable Frequency Drive (VFD) | 1.09% | 0 | 70.3185 | Commercial_2028_SC C_GWh_Before Competition Groups_Variable Frequency Drive (VFD)
Commercial | Com ¦ VFD on Pumps | 2028 | SC C | GWh | Before Competition Groups | 65.6589 | 0 | 0 | 6452.1782 | 0.010176 | 22 | Commercial_2028_SC C_GWh_Before Competition Groups_22 | VFD on Pumps | 1.018% | 0 | 65.6589 | Commercial_2028_SC C_GWh_Before Competition Groups_VFD on Pumps
Commercial | Com ¦ Adaptive Thermostats | 2028 | SC C | GWh | Before Competition Groups | 55.475 | 0 | 0 | 6452.1782 | 0.0085979 | 23 | Commercial_2028_SC C_GWh_Before Competition Groups_23 | Adaptive Thermostats | 0.8598% | 0 | 55.475 | Commercial_2028_SC C_GWh_Before Competition Groups_Adaptive Thermostats
Commercial | Com ¦ Unitary Air-Conditioning Unit | 2028 | SC C | GWh | Before Competition Groups | 41.503 | 0 | 0 | 6452.1782 | 0.0064324 | 24 | Commercial_2028_SC C_GWh_Before Competition Groups_24 | Unitary Air-Conditioning Unit | 0.6432% | 0 | 41.503 | Commercial_2028_SC C_GWh_Before Competition Groups_Unitary Air-Conditioning Unit
Commercial | Com ¦ Air Handler with Dedicated Outdoor Air Systems | 2028 | SC C | GWh | Before Competition Groups | 38.8443 | 0 | 0 | 6452.1782 | 0.0060203 | 25 | Commercial_2028_SC C_GWh_Before Competition Groups_25 | Air Handler with Dedicated Outdoor Air Systems | 0.602% | 0 | 38.8443 | Commercial_2028_SC C_GWh_Before Competition Groups_Air Handler with Dedicated Outdoor Air Systems
Commercial | Com ¦ ECM MOTORS FOR EVAPORATOR FANS for refrigeration (WALK-IN) | 2028 | SC C | GWh | Before Competition Groups | 32.7654 | 0 | 0 | 6452.1782 | 0.0050782 | 26 | Commercial_2028_SC C_GWh_Before Competition Groups_26 | ECM MOTORS FOR EVAPORATOR FANS for refrigeration (WALK-IN) | 0.5078% | 0 | 32.7654 | Commercial_2028_SC C_GWh_Before Competition Groups_ECM MOTORS FOR EVAPORATOR FANS for refrigeration (WALK-IN)
Commercial | Com ¦ Refrigerated Display Case LED | 2028 | SC C | GWh | Before Competition Groups | 32.0617 | 0 | 0 | 6452.1782 | 0.0049691 | 27 | Commercial_2028_SC C_GWh_Before Competition Groups_27 | Refrigerated Display Case LED | 0.4969% | 0 | 32.0617 | Commercial_2028_SC C_GWh_Before Competition Groups_Refrigerated Display Case LED
Commercial | Com ¦ Condensing Unit Heaters or other Efficient Unit Heating System | 2028 | SC C | GWh | Before Competition Groups | 31.7278 | 0 | 0 | 6452.1782 | 0.0049174 | 28 | Commercial_2028_SC C_GWh_Before Competition Groups_28 | Condensing Unit Heaters or other Efficient Unit Heating System | 0.4917% | 0 | 31.7278 | Commercial_2028_SC C_GWh_Before Competition Groups_Condensing Unit Heaters or other Efficient Unit Heating System
Commercial | Com ¦ Demand Control Kitchen Ventilation | 2028 | SC C | GWh | Before Competition Groups | 29.5793 | 0 | 0 | 6452.1782 | 0.0045844 | 29 | Commercial_2028_SC C_GWh_Before Competition Groups_29 | Demand Control Kitchen Ventilation | 0.4584% | 0 | 29.5793 | Commercial_2028_SC C_GWh_Before Competition Groups_Demand Control Kitchen Ventilation
Commercial | Com ¦ Freezer Case Light Sensor | 2028 | SC C | GWh | Before Competition Groups | 26.8902 | 0 | 0 | 6452.1782 | 0.0041676 | 30 | Commercial_2028_SC C_GWh_Before Competition Groups_30 | Freezer Case Light Sensor | 0.4168% | 0 | 26.8902 | Commercial_2028_SC C_GWh_Before Competition Groups_Freezer Case Light Sensor
Commercial | Com ¦ Door Gasket Freezer/Refrigerator | 2028 | SC C | GWh | Before Competition Groups | 26.7461 | 0 | 0 | 6452.1782 | 0.0041453 | 31 | Commercial_2028_SC C_GWh_Before Competition Groups_31 | Door Gasket Freezer/Refrigerator | 0.4145% | 0 | 26.7461 | Commercial_2028_SC C_GWh_Before Competition Groups_Door Gasket Freezer/Refrigerator
Commercial | Com ¦ Evaporator Fan Controls | 2028 | SC C | GWh | Before Competition Groups | 26.2303 | 0 | 0 | 6452.1782 | 0.0040653 | 32 | Commercial_2028_SC C_GWh_Before Competition Groups_32 | Evaporator Fan Controls | 0.4065% | 0 | 26.2303 | Commercial_2028_SC C_GWh_Before Competition Groups_Evaporator Fan Controls
Commercial | Com ¦ ENERGY STAR Griddle (74% eff) | 2028 | SC C | GWh | Before Competition Groups | 19.9233 | 0 | 0 | 6452.1782 | 0.0030878 | 33 | Commercial_2028_SC C_GWh_Before Competition Groups_33 | ENERGY STAR Griddle (74% eff) | 0.3088% | 0 | 19.9233 | Commercial_2028_SC C_GWh_Before Competition Groups_ENERGY STAR Griddle (74% eff)